## List of Equipment
KU Identifier Tag | Site | Location | Lab | Equipment | Model | Manufacturer | Vendor | Description
KU00149840 | Main | L00021 | ARIC Lab | Hot air autoclave | Hot air autoclave | Scholz | Scholz | Autoclave 1meter dia and 2meter long with max. temp 400˚C and 21 bar pressure
049907000001 | Main | L00021 | ARIC Lab | Meyer Press | APV 3530 | Meyer | Trasgulf Enterprises L.L.C | Heating press with platen size 300mm x 350mm, Max. temp 400˚C and 8 bar pressure
KU00000366 | Main | L00021 | ARIC Lab | Resin transfer molding press | P005-1.0 X 0.65 actuated 120T | Coexpair | Coexpair | RTM press 1000mm x 650mm platen size, 500mm daylight, Max. temp 200˚C, 120 Ton
049942000001 | Main | L00021 | ARIC Lab | Resin injection equipment | iJect touch 2.0 EP | Wolfangel | Wolfangel Composite Equip | Resin hardener injection system, 6bar, 0.5liter/minute
Unknown | Main | L00021 | ARIC Lab | X-ray computed tomography | Phoneix nanotom m 180 | GE | GE | 180 kV/20 W nanofocus X-ray tube, Max. sample size 240 mmØ x 250 mm in height and 3 kg in weight, Down to 300nm minimum voxel size
Unknown | Main | L00021 | ARIC Lab | KUKA KR30 Robot | KR 30 L16-2 | KUKA | Hotzone Solutions | 7 axes , 16Kg payload, 3102mm H reach
Unknown | Main | L00021 | ARIC Lab | ABB Robot | IRB 1600-10/1.45 | ABB | Unknown | 6 axes Industrial ABB Robot Arm,1.45m reach, 10 Kg Handling Capacity
Unknown | Main | L00021 | ARIC Lab | UR10 Robot | UR10 | Universal Robots | Kibele pms endustriyel bilisim ve otomasyon san. Tic. Ith. Ihr.a.s | 6 rotating joints, 1300 mm reach, 10Kg payload
KU00002169 | Main | L00021 | ARIC Lab | Leica laser tracker | AT960-MR | Leica | Hexagon Metrology S.P.A | AT960-MR Absolute Tracker with T probe III, T-Mac Frame TMC30-F
KU00003064 | Main | L00021 | ARIC Lab | BigRep One 3D Printer | BigRep One | BigRep One | Jacky's | FDM printer with 1metercube build volume
KU00002189 | Main | L00021 | ARIC Lab | Composite Cutter | Labcut® 5000 Series | Extec | Reda Materials & Equipment L.L.C | Rotary diamond cutter, 600mm x 600mm specimen size
049909000001 | Main | L00021 | ARIC Lab | Rheometer | Discovery HR-1 Hybrid Rheometer | T A Instruments-Waters L.L.C | Al Zahrawi Medical services Company W.L.L | Rheometer to study viscoelastic properties of liquids
049609000008 | Main | L00021 | ARIC Lab | Grinder Polisher | Metaserv 250 Grinder Polisher | Buehler | Business Communications L.L.C | Twin Grinder polisher 50-500rpm
049609000006 | Main | L00021 | ARIC Lab | Grinder Polisher | Metaserv 250 Grinder Polisher | Buehler | Reda Materials & Equipment L.L.C | Twin Grinder polisher 50-500rpm with vector LC250 power head
049968000012 | Main | L00021 | ARIC Lab | Binder Oven | FP400 | Binder | Unknown | Drying/Heating Oven Max temperature 300˚C, 1000 mm x 800 mm, 510 mm height
049530000007 | Main | L00021 | ARIC Lab | Inverted transmitted light Microscope. | Axio Vert.A1 | Zeiss | Unknown | inverted microscope with AxioCam MRc5
049967000133 | Main | L00021 | ARIC Lab | Swing arm Cutting Press | GCT-3S | Global Cutting Technologies Ltd | Global Cutting Technologies Ltd | clicking press 27 ton cutting force,1000 x 500 mm bed size,140mm max daylight, 40mm min daylight
Unknown | Main | L00021 | ARIC Lab | Vertical metal cutting Band saw | VB610 | Knuth | Reda Materials & Equipment L.L.C | Band saw 340mm height and 610mm throat cutting capacity, 20-85 + 120-500 m/min cutting speed.

## Maintenance
KU Identifier Tag | Site | Location | Lab | Equipment | Model | Manufacturer | Vendor | Description | Service Contract | Maintenance Approach | Maintenance Vendor | Frequency | Description | Other maintenance | Comments | Expires | Price (AED, yearly)
KU00149840 | Main | L00021 | ARIC lab | Hot air autoclave | Hot air Autoclave | Scholz | Scholz | Autoclave 1meter dia and 2meter long with max. temp 400˚C and 21 bar pressure | No | Preventive Maintenance | Lab Engineer | Daily/every use Monthly Semi annual, Annual
049907000001 | Main | L00021 | ARIC lab | Meyer Press | APV 3530 | Meyer | Trasgulf Enterprises L.L.C | Heating press with platen size 300mm x 350mm, Max. temp 400˚C and 8 bar pressure | No | Preventive Maintenance | Lab Engineer | Daily/every cycle
KU00000366 | Main | L00021 | ARIC lab | Resin transfer molding press | P005-1.0 X 0.65 actuated 120T | Coexpair | Coexpair | RTM press 1000mm x 650mm platen size, 500mm daylight, Max. temp 200˚C, 120 Ton | No | Preventive Maintenance | Lab Engineer | Daily/every use Monthly Semi annual, Annual
049942000001 | Main | L00021 | ARIC lab | Resin injection equipment | iJect touch 2.0 EP | Wolfangel | Wolfangel Composite Equip | Resin hardener injection system, 6bar, 0.5liter/minute | No | Preventive Maintenance | Lab Engineer | Daily/every cycle
Unknown | Main | L00021 | ARIC lab | X-ray computed tomography | Phoneix nanotom m 180 | GE | GE | 180 kV/20 W nanofocus X-ray tube, Max. sample size 240 mmØ x 250 mm in height and 3 kg in weight, Down to 300nm minimum voxel size | Yes | Preventive Maintenance | GE | Semi annual, Annual
Unknown | Main | L00021 | ARIC lab | KUKA KR30 Robot | KR 30 L16-2 | KUKA | Hotzone Solutions | 7 axes , 16Kg payload, 3102mm H reach | No | Preventive Maintenance | Lab Engineer | Daily/After every cycle
Unknown | Main | L00021 | ARIC Lab | ABB Robot | IRB 1600-10/1.45 | ABB | Unknown | 6 axes Industrial ABB Robot Arm,1.45m reach, 10 Kg Handling Capacity | No | Preventive Maintenance | Lab Engineer | Daily/After every cycle
Unknown | Main | L00021 | ARIC lab | UR10 Robot | UR10 | Universal Robots | Kibele pms endustriyel bilisim ve otomasyon san. Tic. Ith. Ihr.a.s | 6 rotating joints, 1300 mm reach, 10Kg payload | No | Preventive Maintenance | Lab Engineer | Daily/After every cycle
KU00002169 | Main | L00021 | ARIC lab | Leica laser tracker | AT960-MR | Leica | Hexagon Metrology S.P.A | AT960-MR Absolute Tracker with T probe III, T-Mac Frame TMC30-F | No | Preventive Maintenance | Lab Engineer | Daily/After every cycle
KU00003064 | Main | L00021 | ARIC Lab | BigRep One 3D Printer | BigRep One | BigRep One | Jacky's | FDM printer with 1metercube build volume | No | Preventive Maintenance | Lab Engineer | Daily/Before every cycle, Monthly, Semi annual
KU00002189 | Main | L00021 | ARIC lab | Composite Cutter | Labcut® 5000 Series | Extec | Reda Materials & Equipment L.L.C | Rotary diamond cutter, 600mm x 600mm specimen size | No | Preventive Maintenance | Lab Engineer | Daily/every use Monthly Semi annual, Annual
049909000001 | Main | L00021 | ARIC lab | Rheometer | Discovery HR-1 Hybrid Rheometer | T A Instruments-Waters L.L.C | Al Zahrawi Medical services Company W.L.L | Rheometer to study viscoelastic properties of liquids | No | Preventive Maintenance | Lab Engineer | Daily/After every cycle
049609000008 | Main | L00021 | ARIC lab | Grinder Polisher | Metaserv 250 Grinder Polisher | Buehler | Business Communications L.L.C | Twin Grinder polisher 50-500rpm | No | Preventive Maintenance | Lab Engineer | Daily/After every cycle
049609000006 | Main | L00021 | ARIC Lab | Grinder Polisher | Metaserv 250 Grinder Polisher | Buehler | Reda Materials & Equipment L.L.C | Twin Grinder polisher 50-500rpm with vector LC250 power head | No | Preventive Maintenance | Lab Engineer | Daily/After every cycle | [5 empty] | 0 | 0 | 0 | 0 | 0 | 0 | 0 | 0 | 0 | 0 | 0 | 0 | 0 | 0 | 0 | 0 | 0 | 0 | 0 | 0 | 0 | 0 | 0 | 0 | 0 | 0 | 0 | 0 | 0 | 0 | 0 | 0 | 0 | 0 | 0 | 0 | 0 | 0 | 0 | 0 | 0 | 0 | 0 | 0 | 0 | 0 | 0 | 0 | 0 | 0 | 0 | 0 | 0 | 0 | 0 | 0 | 0 | 0 | 0 | 0 | 0 | 0 | 0 | 0 | 0 | 0 | 0 | 0 | 0 | 0 | 0 | 0 | 0 | 0 | 0 | 0 | 0 | 0 | 0 | 0 | 0 | 0 | 0 | 0 | 0 | 0 | 0 | 0 | 0 | 0 | 0 | 0 | 0 | 0 | 0 | 0 | 0 | 0 | 0 | 0 | 0 | 0 | 0 | 0 | 0 | 0 | 0 | 0 | 0 | 0 | 0 | 0 | 0 | 0 | 0 | 0 | 0 | 0 | 0 | 0 | 0 | 0 | 0 | 0 | 0 | 0 | 0 | 0 | 0 | 0 | 0 | 0 | 0 | 0 | 0 | 0 | 0 | 0 | 0 | 0 | 0 | 0 | 0 | 0 | 0 | 0 | 0 | 0 | 0 | 0 | 0 | 0 | 0 | 0 | 0 | 0 | 0 | 0 | 0 | 0 | 0 | 0 | 0 | 0 | 0 | 0 | 0 | 0 | 0 | 0 | 0 | 0 | 0 | 0 | 0 | 0 | 0 | 0 | 0 | 0 | 0 | 0 | 0 | 0 | 0 | 0 | 0 | 0 | 0 | 0 | 0 | 0 | 0 | 0 | 0 | 0 | 0 | 0 | 0 | 0 | 0 | 0 | 0 | 0 | 0 | 0 | 0 | 0 | 0 | 0 | 0 | 0 | 0 | 0 | 0 | 0 | 0 | 0 | 0 | 0 | 0 | 0 | 0 | 0 | 0 | 0 | 0 | 0 | 0 | 0 | 0 | 0 | 0 | 0 | 0 | 0 | 0 | 0 | 0 | 0 | 0 | 0 | 0 | 0 | 0 | 0 | 0 | 0 | 0 | 0 | 0 | 0 | 0 | 0 | 0 | 0 | 0 | 0 | 0 | 0 | 0 | 0 | 0 | 0 | 0 | 0 | 0 | 0 | 0 | 0 | 0 | 0 | 0 | 0 | 0 | 0 | 0 | 0 | 0 | 0 | 0 | 0 | 0 | 0 | 0 | 0 | 0 | 0 | 0 | 0 | 0 | 0 | 0 | 0 | 0 | 0 | 0 | 0 | 0 | 0 | 0 | 0 | 0 | 0 | 0 | 0 | 0 | 0 | 0 | 0 | 0 | 0 | 0 | 0 | 0 | 0 | 0 | 0 | 0 | 0 | 0 | 0 | 0 | 0 | 0 | 0 | 0 | 0 | 0 | 0 | 0 | 0 | 0 | 0 | 0 | 0 | 0 | 0 | 0 | 0 | 0 | 0 | 0 | 0 | 0 | 0 | 0 | 0 | 0 | 0 | 0 | 0 | 0 | 0 | 0 | 0 | 0 | 0 | 0 | 0 | 0 | 0 | 0 | 0 | 0 | 0 | 0 | 0 | 0 | 0 | 0 | 0 | 0 | 0 | 0 | 0 | 0 | 0 | 0 | 0 | 0 | 0 | 0 | 0 | 0 | 0 | 0 | 0 | 0 | 0 | 0 | 0 | 0 | 0 | 0 | 0 | 0 | 0 | 0 | 0 | 0 | 0 | 0 | 0 | 0 | 0 | 0 | 0 | 0 | 0 | 0 | 0 | 0 | 0 | 0 | 0 | 0 | 0 | 0 | 0 | 0 | 0 | 0 | 0 | 0 | 0 | 0 | 0 | 0 | 0 | 0 | 0 | 0 | 0 | 0 | 0 | 0 | 0 | 0 | 0 | 0 | 0 | 0 | 0 | 0 | 0 | 0 | 0 | 0 | 0 | 0 | 0 | 0 | 0 | 0 | 0 | 0 | 0 | 0 | 0 | 0 | 0 | 0 | 0 | 0 | 0 | 0 | 0 | 0 | 0 | 0 | 0 | 0 | 0 | 0 | 0 | 0 | 0 | 0 | 0 | 0 | 0 | 0 | 0 | 0 | 0 | 0 | 0 | 0 | 0 | 0 | 0 | 0 | 0 | 0 | 0 | 0 | 0 | 0 | 0 | 0 | 0 | 0 | 0 | 0 | 0 | 0 | 0 | 0 | 0 | 0 | 0 | 0 | 0 | 0 | 0 | 0 | 0 | 0 | 0 | 0 | 0 | 0 | 0 | 0 | 0 | 0 | 0 | 0 | 0 | 0 | 0 | 0 | 0 | 0 | 0 | 0 | 0 | 0 | 0 | 0 | 0 | 0 | 0 | 0 | 0 | 0 | 0 | 0 | 0 | 0 | 0 | 0 | 0 | 0 | 0 | 0 | 0 | 0 | 0 | 0 | 0 | 0 | 0 | 0 | 0 | 0 | 0 | 0 | 0 | 0 | 0 | 0 | 0 | 0 | 0 | 0 | 0 | 0 | 0 | 0 | 0 | 0 | 0 | 0 | 0 | 0 | 0 | 0 | 0 | 0 | 0 | 0 | 0 | 0 | 0 | 0 | 0 | 0 | 0 | 0 | 0 | 0 | 0 | 0 | 0 | 0 | 0 | 0 | 0 | 0 | 0 | 0 | 0 | 0 | 0 | 0 | 0 | 0 | 0 | 0 | 0 | 0 | 0 | 0 | 0 | 0 | 0 | 0 | 0 | 0 | 0 | 0 | 0 | 0 | 0 | 0 | 0 | 0 | 0 | 0 | 0 | 0 | 0 | 0 | 0 | 0 | 0 | 0 | 0 | 0 | 0 | 0 | 0 | 0 | 0 | 0 | 0 | 0 | 0 | 0 | 0 | 0 | 0 | 0 | 0 | 0 | 0 | 0 | 0 | 0 | 0 | 0 | 0 | 0 | 0 | 0 | 0 | 0 | 0 | 0 | 0 | 0 | 0 | 0 | 0 | 0 | 0 | 0 | 0 | 0 | 0 | 0 | 0 | 0 | 0 | 0 | 0 | 0 | 0 | 0 | 0 | 0 | 0 | 0 | 0 | 0 | 0 | 0 | 0 | 0 | 0 | 0 | 0 | 0 | 0 | 0 | 0 | 0 | 0 | 0 | 0 | 0 | 0 | 0 | 0 | 0 | 0 | 0 | 0 | 0 | 0 | 0 | 0 | 0 | 0 | 0 | 0 | 0 | 0 | 0 | 0 | 0 | 0 | 0 | 0 | 0 | 0 | 0 | 0 | 0 | 0 | 0 | 0 | 0 | 0 | 0 | 0 | 0 | 0 | 0 | 0 | 0 | 0 | 0 | 0 | 0 | 0 | 0 | 0 | 0 | 0 | 0 | 0 | 0 | 0 | 0 | 0 | 0 | 0 | 0 | 0 | 0 | 0 | 0 | 0 | 0 | 0 | 0 | 0 | 0 | 0 | 0 | 0 | 0 | 0 | 0 | 0 | 0 | 0 | 0 | 0 | 0 | 0 | 0 | 0 | 0 | 0 | 0 | 0 | 0 | 0 | 0 | 0 | 0 | 0 | 0 | 0 | 0 | 0 | 0 | 0 | 0 | 0 | 0 | 0 | 0 | 0 | 0 | 0 | 0 | 0 | 0 | 0 | 0 | 0 | 0 | 0 | 0 | 0 | 0 | 0 | 0 | 0 | 0 | 0 | 0 | 0 | 0 | 0 | 0 | 0 | 0 | 0 | 0 | 0 | 0 | 0 | 0 | 0 | 0 | 0 | 0 | 0 | 0 | 0 | 0 | 0 | 0 | 0 | 0 | 0 | 0 | 0 | 0 | 0 | 0 | 0 | 0 | 0 | 0 | 0 | 0 | 0 | 0 | 0 | 0 | 0 | 0 | 0 | 0 | 0 | 0 | 0 | 0 | 0 | 0 | 0 | 0 | 0 | 0 | 0 | 0 | 0 | 0 | 0 | 0 | 0 | 0 | 0 | 0 | 0 | 0 | 0 | 0 | 0 | 0 | 0 | 0 | 0 | 0 | 0 | 0 | 0 | 0 | 0 | 0 | 0 | 0 | 0 | 0 | 0 | 0 | 0 | 0 | 0 | 0 | 0 | 0 | 0 | 0 | 0 | 0 | 0 | 0 | 0 | 0 | 0 | 0 | 0 | 0 | 0 | 0 | 0 | 0 | 0 | 0 | 0 | 0 | 0 | 0 | 0 | 0 | 0 | 0 | 0 | 0 | 0 | 0 | 0 | 0 | 0 | 0 | 0 | 0 | 0 | 0 | 0 | 0 | 0 | 0 | 0 | 0 | 0 | 0 | 0 | 0 | 0 | 0 | 0 | 0 | 0 | 0 | 0 | 0 | 0 | 0 | 0 | 0 | 0 | 0 | 0 | 0 | 0 | 0 | 0 | 0 | 0 | 0 | 0 | 0 | 0 | 0 | 0 | 0 | 0 | 0 | 0 | 0 | 0 | 0 | 0 | 0 | 0 | 0 | 0 | 0 | 0 | 0 | 0 | 0 | 0 | 0 | 0 | 0 | 0 | 0 | 0 | 0 | 0 | 0 | 0 | 0 | 0 | 0 | 0 | 0 | 0 | 0 | 0 | 0 | 0 | 0 | 0 | 0 | 0 | 0 | 0 | 0 | 0 | 0 | 0 | 0 | 0 | 0 | 0 | 0 | 0 | 0 | 0 | 0 | 0 | 0 | 0 | 0 | 0 | 0 | 0 | 0 | 0 | 0 | 0 | 0 | 0 | 0 | 0 | 0 | 0 | 0 | 0 | 0 | 0 | 0 | 0 | 0 | 0 | 0 | 0 | 0 | 0 | 0 | 0 | 0 | 0 | 0 | 0 | 0 | 0 | 0 | 0 | 0 | 0 | 0 | 0 | 0 | 0 | 0 | 0 | 0 | 0 | 0 | 0 | 0 | 0 | 0 | 0 | 0 | 0 | 0 | 0 | 0 | 0 | 0 | 0 | 0 | 0 | 0 | 0 | 0 | 0 | 0 | 0 | 0 | 0 | 0 | 0 | 0 | 0 | 0 | 0 | 0 | 0 | 0 | 0 | 0 | 0 | 0 | 0 | 0 | 0 | 0 | 0 | 0 | 0 | 0 | 0 | 0 | 0 | 0 | 0 | 0 | 0 | 0 | 0 | 0 | 0 | 0 | 0 | 0 | 0 | 0 | 0 | 0 | 0 | 0 | 0 | 0 | 0 | 0 | 0 | 0 | 0 | 0 | 0 | 0 | 0 | 0 | 0 | 0 | 0 | 0 | 0 | 0 | 0 | 0 | 0 | 0 | 0 | 0 | 0 | 0 | 0 | 0 | 0 | 0 | 0 | 0 | 0 | 0 | 0 | 0 | 0 | 0 | 0 | 0 | 0 | 0 | 0 | 0 | 0 | 0 | 0 | 0 | 0 | 0 | 0 | 0 | 0 | 0 | 0 | 0 | 0 | 0 | 0 | 0 | 0 | 0 | 0 | 0 | 0 | 0 | 0 | 0 | 0 | 0 | 0 | 0 | 0 | 0 | 0 | 0 | 0 | 0 | 0 | 0 | 0 | 0 | 0 | 0 | 0 | 0 | 0 | 0 | 0 | 0 | 0 | 0 | 0 | 0 | 0 | 0 | 0 | 0 | 0 | 0 | 0 | 0 | 0 | 0 | 0 | 0 | 0 | 0 | 0 | 0 | 0 | 0 | 0 | 0 | 0 | 0 | 0 | 0 | 0 | 0 | 0 | 0 | 0 | 0 | 0 | 0 | 0 | 0 | 0 | 0 | 0 | 0 | 0 | 0 | 0 | 0 | 0 | 0 | 0 | 0 | 0 | 0 | 0 | 0 | 0 | 0 | 0 | 0 | 0 | 0 | 0 | 0 | 0 | 0 | 0 | 0 | 0 | 0 | 0 | 0 | 0 | 0 | 0 | 0 | 0 | 0 | 0 | 0 | 0 | 0 | 0 | 0 | 0 | 0 | 0 | 0 | 0 | 0 | 0 | 0 | 0 | 0 | 0 | 0 | 0 | 0 | 0 | 0 | 0 | 0 | 0 | 0 | 0 | 0 | 0 | 0 | 0 | 0 | 0 | 0 | 0 | 0 | 0 | 0 | 0 | 0 | 0 | 0 | 0 | 0 | 0 | 0 | 0 | 0 | 0 | 0 | 0 | 0 | 0 | 0 | 0 | 0 | 0 | 0 | 0 | 0 | 0 | 0 | 0 | 0 | 0 | 0 | 0 | 0 | 0 | 0 | 0 | 0 | 0 | 0 | 0 | 0 | 0 | 0 | 0 | 0 | 0 | 0 | 0 | 0 | 0 | 0 | 0 | 0 | 0 | 0 | 0 | 0 | 0 | 0 | 0 | 0 | 0 | 0 | 0 | 0 | 0 | 0 | 0 | 0 | 0 | 0 | 0 | 0 | 0 | 0 | 0 | 0 | 0 | 0 | 0 | 0 | 0 | 0 | 0 | 0 | 0 | 0 | 0 | 0 | 0 | 0 | 0 | 0 | 0 | 0 | 0 | 0 | 0 | 0 | 0 | 0 | 0 | 0 | 0 | 0 | 0 | 0 | 0 | 0 | 0 | 0 | 0 | 0 | 0 | 0 | 0 | 0 | 0 | 0 | 0 | 0 | 0 | 0 | 0 | 0 | 0 | 0 | 0 | 0 | 0 | 0 | 0 | 0 | 0 | 0 | 0 | 0 | 0 | 0 | 0 | 0 | 0 | 0 | 0 | 0 | 0 | 0 | 0 | 0 | 0 | 0 | 0 | 0 | 0 | 0 | 0 | 0 | 0 | 0 | 0 | 0 | 0 | 0 | 0 | 0 | 0 | 0 | 0 | 0 | 0 | 0 | 0 | 0 | 0 | 0 | 0 | 0 | 0 | 0 | 0 | 0 | 0 | 0 | 0 | 0 | 0 | 0 | 0 | 0 | 0 | 0 | 0 | 0 | 0 | 0 | 0 | 0 | 0 | 0 | 0 | 0 | 0 | 0 | 0 | 0 | 0 | 0 | 0 | 0 | 0 | 0 | 0 | 0 | 0 | 0 | 0 | 0 | 0 | 0 | 0 | 0 | 0 | 0 | 0 | 0 | 0 | 0 | 0 | 0 | 0 | 0 | 0 | 0 | 0 | 0 | 0 | 0 | 0 | 0 | 0 | 0 | 0 | 0 | 0 | 0 | 0 | 0 | 0 | 0 | 0 | 0 | 0 | 0 | 0 | 0 | 0 | 0 | 0 | 0 | 0 | 0 | 0 | 0 | 0 | 0 | 0 | 0 | 0 | 0 | 0 | 0 | 0 | 0 | 0 | 0 | 0 | 0 | 0 | 0 | 0 | 0 | 0 | 0 | 0 | 0 | 0 | 0 | 0 | 0 | 0 | 0 | 0 | 0 | 0 | 0 | 0 | 0 | 0 | 0 | 0 | 0 | 0 | 0 | 0 | 0 | 0 | 0 | 0 | 0 | 0 | 0 | 0 | 0 | 0 | 0 | 0 | 0 | 0 | 0 | 0 | 0 | 0 | 0 | 0 | 0 | 0 | 0 | 0 | 0 | 0 | 0 | 0 | 0 | 0 | 0 | 0 | 0 | 0 | 0 | 0 | 0 | 0 | 0 | 0 | 0 | 0 | 0 | 0 | 0 | 0 | 0 | 0 | 0 | 0 | 0 | 0 | 0 | 0 | 0 | 0 | 0 | 0 | 0 | 0 | 0 | 0 | 0 | 0 | 0 | 0 | 0 | 0 | 0 | 0 | 0 | 0 | 0 | 0 | 0 | 0 | 0 | 0 | 0 | 0 | 0 | 0 | 0 | 0 | 0 | 0 | 0 | 0 | 0 | 0 | 0 | 0 | 0 | 0 | 0 | 0 | 0 | 0 | 0 | 0 | 0 | 0 | 0 | 0 | 0 | 0 | 0 | 0 | 0 | 0 | 0 | 0 | 0 | 0 | 0 | 0 | 0 | 0 | 0 | 0 | 0 | 0 | 0 | 0 | 0 | 0 | 0 | 0 | 0 | 0 | 0 | 0 | 0 | 0 | 0 | 0 | 0 | 0 | 0 | 0 | 0 | 0 | 0 | 0 | 0 | 0 | 0 | 0 | 0 | 0 | 0 | 0 | 0 | 0 | 0 | 0 | 0 | 0 | 0 | 0 | 0 | 0 | 0 | 0 | 0 | 0 | 0 | 0 | 0 | 0 | 0 | 0 | 0 | 0 | 0 | 0 | 0 | 0 | 0 | 0 | 0 | 0 | 0 | 0 | 0 | 0 | 0 | 0 | 0 | 0 | 0 | 0 | 0 | 0 | 0 | 0 | 0 | 0 | 0 | 0 | 0 | 0 | 0 | 0 | 0 | 0 | 0 | 0 | 0 | 0 | 0 | 0 | 0 | 0 | 0 | 0 | 0 | 0 | 0 | 0 | 0 | 0 | 0 | 0 | 0 | 0 | 0 | 0 | 0 | 0 | 0 | 0 | 0 | 0 | 0 | 0 | 0 | 0 | 0 | 0 | 0 | 0 | 0 | 0 | 0 | 0 | 0 | 0 | 0 | 0 | 0 | 0 | 0 | 0 | 0 | 0 | 0 | 0 | 0 | 0 | 0 | 0 | 0 | 0 | 0 | 0 | 0 | 0 | 0 | 0 | 0 | 0 | 0 | 0 | 0 | 0 | 0 | 0 | 0 | 0 | 0 | 0 | 0 | 0 | 0 | 0 | 0 | 0 | 0 | 0 | 0 | 0 | 0 | 0 | 0 | 0 | 0 | 0 | 0 | 0 | 0 | 0 | 0 | 0 | 0 | 0 | 0 | 0 | 0 | 0 | 0 | 0 | 0 | 0 | 0 | 0 | 0 | 0 | 0 | 0 | 0 | 0 | 0 | 0 | 0 | 0 | 0 | 0 | 0 | 0 | 0 | 0 | 0 | 0 | 0 | 0 | 0 | 0 | 0 | 0 | 0 | 0 | 0 | 0 | 0 | 0 | 0 | 0 | 0 | 0 | 0 | 0 | 0 | 0 | 0 | 0 | 0 | 0 | 0 | 0 | 0 | 0 | 0 | 0 | 0 | 0 | 0 | 0 | 0 | 0 | 0 | 0 | 0 | 0 | 0 | 0 | 0 | 0 | 0 | 0 | 0 | 0 | 0 | 0 | 0 | 0 | 0 | 0 | 0 | 0 | 0 | 0 | 0 | 0 | 0 | 0 | 0 | 0 | 0 | 0 | 0 | 0 | 0 | 0 | 0 | 0 | 0 | 0 | 0 | 0 | 0 | 0 | 0 | 0 | 0 | 0 | 0 | 0 | 0 | 0 | 0 | 0 | 0 | 0 | 0 | 0 | 0 | 0 | 0 | 0 | 0 | 0 | 0 | 0 | 0 | 0 | 0 | 0 | 0 | 0 | 0 | 0 | 0 | 0 | 0 | 0 | 0 | 0 | 0 | 0 | 0 | 0 | 0 | 0 | 0 | 0 | 0 | 0 | 0 | 0 | 0 | 0 | 0 | 0 | 0 | 0 | 0 | 0 | 0 | 0 | 0 | 0 | 0 | 0 | 0 | 0 | 0 | 0 | 0 | 0 | 0 | 0 | 0 | 0 | 0 | 0 | 0 | 0 | 0 | 0 | 0 | 0 | 0 | 0 | 0 | 0 | 0 | 0 | 0 | 0 | 0 | 0 | 0 | 0 | 0 | 0 | 0 | 0 | 0 | 0 | 0 | 0 | 0 | 0 | 0 | 0 | 0 | 0 | 0 | 0 | 0 | 0 | 0 | 0 | 0 | 0 | 0 | 0 | 0 | 0 | 0 | 0 | 0 | 0 | 0 | 0 | 0 | 0 | 0 | 0 | 0 | 0 | 0 | 0 | 0 | 0 | 0 | 0 | 0 | 0 | 0 | 0 | 0 | 0 | 0 | 0 | 0 | 0 | 0 | 0 | 0 | 0 | 0 | 0 | 0 | 0 | 0 | 0 | 0 | 0 | 0 | 0 | 0 | 0 | 0 | 0 | 0 | 0 | 0 | 0 | 0 | 0 | 0 | 0 | 0 | 0 | 0 | 0 | 0 | 0 | 0 | 0 | 0 | 0 | 0 | 0 | 0 | 0 | 0 | 0 | 0 | 0 | 0 | 0 | 0 | 0 | 0 | 0 | 0 | 0 | 0 | 0 | 0 | 0 | 0 | 0 | 0 | 0 | 0 | 0 | 0 | 0 | 0 | 0 | 0 | 0 | 0 | 0 | 0 | 0 | 0 | 0 | 0 | 0 | 0 | 0 | 0 | 0 | 0 | 0 | 0 | 0 | 0 | 0 | 0 | 0 | 0 | 0 | 0 | 0 | 0 | 0 | 0 | 0 | 0 | 0 | 0 | 0 | 0 | 0 | 0 | 0 | 0 | 0 | 0 | 0 | 0 | 0 | 0 | 0 | 0 | 0 | 0 | 0 | 0 | 0 | 0 | 0 | 0 | 0 | 0 | 0 | 0 | 0 | 0 | 0 | 0 | 0 | 0 | 0 | 0 | 0 | 0 | 0 | 0 | 0 | 0 | 0 | 0 | 0 | 0 | 0 | 0 | 0 | 0 | 0 | 0 | 0 | 0 | 0 | 0 | 0 | 0 | 0 | 0 | 0 | 0 | 0 | 0 | 0 | 0 | 0 | 0 | 0 | 0 | 0 | 0 | 0 | 0 | 0 | 0 | 0 | 0 | 0 | 0 | 0 | 0 | 0 | 0 | 0 | 0 | 0 | 0 | 0 | 0 | 0 | 0 | 0 | 0 | 0 | 0 | 0 | 0 | 0 | 0 | 0 | 0 | 0 | 0 | 0 | 0 | 0 | 0 | 0 | 0 | 0 | 0 | 0 | 0 | 0 | 0 | 0 | 0 | 0 | 0 | 0 | 0 | 0 | 0 | 0 | 0 | 0 | 0 | 0 | 0 | 0 | 0 | 0 | 0 | 0 | 0 | 0 | 0 | 0 | 0 | 0 | 0 | 0 | 0 | 0 | 0 | 0 | 0 | 0 | 0 | 0 | 0 | 0 | 0 | 0 | 0 | 0 | 0 | 0 | 0 | 0 | 0 | 0 | 0 | 0 | 0 | 0 | 0 | 0 | 0 | 0 | 0 | 0 | 0 | 0 | 0 | 0 | 0 | 0 | 0 | 0 | 0 | 0 | 0 | 0 | 0 | 0 | 0 | 0 | 0 | 0 | 0 | 0 | 0 | 0 | 0 | 0 | 0 | 0 | 0 | 0 | 0 | 0 | 0 | 0 | 0 | 0 | 0 | 0 | 0 | 0 | 0 | 0 | 0 | 0 | 0 | 0 | 0 | 0 | 0 | 0 | 0 | 0 | 0 | 0 | 0 | 0 | 0 | 0 | 0 | 0 | 0 | 0 | 0 | 0 | 0 | 0 | 0 | 0 | 0 | 0 | 0 | 0 | 0 | 0 | 0 | 0 | 0 | 0 | 0 | 0 | 0 | 0 | 0 | 0 | 0 | 0 | 0 | 0 | 0 | 0 | 0 | 0 | 0 | 0 | 0 | 0 | 0 | 0 | 0 | 0 | 0 | 0 | 0 | 0 | 0 | 0 | 0 | 0 | 0 | 0 | 0 | 0 | 0 | 0 | 0 | 0 | 0 | 0 | 0 | 0 | 0 | 0 | 0 | 0 | 0 | 0 | 0 | 0 | 0 | 0 | 0 | 0 | 0 | 0 | 0 | 0 | 0 | 0 | 0 | 0 | 0 | 0 | 0 | 0 | 0 | 0 | 0 | 0 | 0 | 0 | 0 | 0 | 0 | 0 | 0 | 0 | 0 | 0 | 0 | 0 | 0 | 0 | 0 | 0 | 0 | 0 | 0 | 0 | 0 | 0 | 0 | 0 | 0 | 0 | 0 | 0 | 0 | 0 | 0 | 0 | 0 | 0 | 0 | 0 | 0 | 0 | 0 | 0 | 0 | 0 | 0 | 0 | 0 | 0 | 0 | 0 | 0 | 0 | 0 | 0 | 0 | 0 | 0 | 0 | 0 | 0 | 0 | 0 | 0 | 0 | 0 | 0 | 0 | 0 | 0 | 0 | 0 | 0 | 0 | 0 | 0 | 0 | 0 | 0 | 0 | 0 | 0 | 0 | 0 | 0 | 0 | 0 | 0 | 0 | 0 | 0 | 0 | 0 | 0 | 0 | 0 | 0 | 0 | 0 | 0 | 0 | 0 | 0 | 0 | 0 | 0 | 0 | 0 | 0 | 0 | 0 | 0 | 0 | 0 | 0 | 0 | 0 | 0 | 0 | 0 | 0 | 0 | 0 | 0 | 0 | 0 | 0 | 0 | 0 | 0 | 0 | 0 | 0 | 0 | 0 | 0 | 0 | 0 | 0 | 0 | 0 | 0 | 0 | 0 | 0 | 0 | 0 | 0 | 0 | 0 | 0 | 0 | 0 | 0 | 0 | 0 | 0 | 0 | 0 | 0 | 0 | 0 | 0 | 0 | 0 | 0 | 0 | 0 | 0 | 0 | 0 | 0 | 0 | 0 | 0 | 0 | 0 | 0 | 0 | 0 | 0 | 0 | 0 | 0 | 0 | 0 | 0 | 0 | 0 | 0 | 0 | 0 | 0 | 0 | 0 | 0 | 0 | 0 | 0 | 0 | 0 | 0 | 0 | 0 | 0 | 0 | 0 | 0 | 0 | 0 | 0 | 0 | 0 | 0 | 0 | 0 | 0 | 0 | 0 | 0 | 0 | 0 | 0 | 0 | 0 | 0 | 0 | 0 | 0 | 0 | 0 | 0 | 0 | 0 | 0 | 0 | 0 | 0 | 0 | 0 | 0 | 0 | 0 | 0 | 0 | 0 | 0 | 0 | 0 | 0 | 0 | 0 | 0 | 0 | 0 | 0 | 0 | 0 | 0 | 0 | 0 | 0 | 0 | 0 | 0 | 0 | 0 | 0 | 0 | 0 | 0 | 0 | 0 | 0 | 0 | 0 | 0 | 0 | 0 | 0 | 0 | 0 | 0 | 0 | 0 | 0 | 0 | 0 | 0 | 0 | 0 | 0 | 0 | 0 | 0 | 0 | 0 | 0 | 0 | 0 | 0 | 0 | 0 | 0 | 0 | 0 | 0 | 0 | 0 | 0 | 0 | 0 | 0 | 0 | 0 | 0 | 0 | 0 | 0 | 0 | 0 | 0 | 0 | 0 | 0 | 0 | 0 | 0 | 0 | 0 | 0 | 0 | 0 | 0 | 0 | 0 | 0 | 0 | 0 | 0 | 0 | 0 | 0 | 0 | 0 | 0 | 0 | 0 | 0 | 0 | 0 | 0 | 0 | 0 | 0 | 0 | 0 | 0 | 0 | 0 | 0 | 0 | 0 | 0 | 0 | 0 | 0 | 0 | 0 | 0 | 0 | 0 | 0 | 0 | 0 | 0 | 0 | 0 | 0 | 0 | 0 | 0 | 0 | 0 | 0 | 0 | 0 | 0 | 0 | 0 | 0 | 0 | 0 | 0 | 0 | 0 | 0 | 0 | 0 | 0 | 0 | 0 | 0 | 0 | 0 | 0 | 0 | 0 | 0 | 0 | 0 | 0 | 0 | 0 | 0 | 0 | 0 | 0 | 0 | 0 | 0 | 0 | 0 | 0 | 0 | 0 | 0 | 0 | 0 | 0 | 0 | 0 | 0 | 0 | 0 | 0 | 0 | 0 | 0 | 0 | 0 | 0 | 0 | 0 | 0 | 0 | 0 | 0 | 0 | 0 | 0 | 0 | 0 | 0 | 0 | 0 | 0 | 0 | 0 | 0 | 0 | 0 | 0 | 0 | 0 | 0 | 0 | 0 | 0 | 0 | 0 | 0 | 0 | 0 | 0 | 0 | 0 | 0 | 0 | 0 | 0 | 0 | 0 | 0 | 0 | 0 | 0 | 0 | 0 | 0 | 0 | 0 | 0 | 0 | 0 | 0 | 0 | 0 | 0 | 0 | 0 | 0 | 0 | 0 | 0 | 0 | 0 | 0 | 0 | 0 | 0 | 0 | 0 | 0 | 0 | 0 | 0 | 0 | 0 | 0 | 0 | 0 | 0 | 0 | 0 | 0 | 0 | 0 | 0 | 0 | 0 | 0 | 0 | 0 | 0 | 0 | 0 | 0 | 0 | 0 | 0 | 0 | 0 | 0 | 0 | 0 | 0 | 0 | 0 | 0 | 0 | 0 | 0 | 0 | 0 | 0 | 0 | 0 | 0 | 0 | 0 | 0 | 0 | 0 | 0 | 0 | 0 | 0 | 0 | 0 | 0 | 0 | 0 | 0 | 0 | 0 | 0 | 0 | 0 | 0 | 0 | 0 | 0 | 0 | 0 | 0 | 0 | 0 | 0 | 0 | 0 | 0 | 0 | 0 | 0 | 0 | 0 | 0 | 0 | 0 | 0 | 0 | 0 | 0 | 0 | 0 | 0 | 0 | 0 | 0 | 0 | 0 | 0 | 0 | 0 | 0 | 0 | 0 | 0 | 0 | 0 | 0 | 0 | 0 | 0 | 0 | 0 | 0 | 0 | 0 | 0 | 0 | 0 | 0 | 0 | 0 | 0 | 0 | 0 | 0 | 0 | 0 | 0 | 0 | 0 | 0 | 0 | 0 | 0 | 0 | 0 | 0 | 0 | 0 | 0 | 0 | 0 | 0 | 0 | 0 | 0 | 0 | 0 | 0 | 0 | 0 | 0 | 0 | 0 | 0 | 0 | 0 | 0 | 0 | 0 | 0 | 0 | 0 | 0 | 0 | 0 | 0 | 0 | 0 | 0 | 0 | 0 | 0 | 0 | 0 | 0 | 0 | 0 | 0 | 0 | 0 | 0 | 0 | 0 | 0 | 0 | 0 | 0 | 0 | 0 | 0 | 0 | 0 | 0 | 0 | 0 | 0 | 0 | 0 | 0 | 0 | 0 | 0 | 0 | 0 | 0 | 0 | 0 | 0 | 0 | 0 | 0 | 0 | 0 | 0 | 0 | 0 | 0 | 0 | 0 | 0 | 0 | 0 | 0 | 0 | 0 | 0 | 0 | 0 | 0 | 0 | 0 | 0 | 0 | 0 | 0 | 0 | 0 | 0 | 0 | 0 | 0 | 0 | 0 | 0 | 0 | 0 | 0 | 0 | 0 | 0 | 0 | 0 | 0 | 0 | 0 | 0 | 0 | 0 | 0 | 0 | 0 | 0 | 0 | 0 | 0 | 0 | 0 | 0 | 0 | 0 | 0 | 0 | 0 | 0 | 0 | 0 | 0 | 0 | 0 | 0 | 0 | 0 | 0 | 0 | 0 | 0 | 0 | 0 | 0 | 0 | 0 | 0 | 0 | 0 | 0 | 0 | 0 | 0 | 0 | 0 | 0 | 0 | 0 | 0 | 0 | 0 | 0 | 0 | 0 | 0 | 0 | 0 | 0 | 0 | 0 | 0 | 0 | 0 | 0 | 0 | 0 | 0 | 0 | 0 | 0 | 0 | 0 | 0 | 0 | 0 | 0 | 0 | 0 | 0 | 0 | 0 | 0 | 0 | 0 | 0 | 0 | 0 | 0 | 0 | 0 | 0 | 0 | 0 | 0 | 0 | 0 | 0 | 0 | 0 | 0 | 0 | 0 | 0 | 0 | 0 | 0 | 0 | 0 | 0 | 0 | 0 | 0 | 0 | 0 | 0 | 0 | 0 | 0 | 0 | 0 | 0 | 0 | 0 | 0 | 0 | 0 | 0 | 0 | 0 | 0 | 0 | 0 | 0 | 0 | 0 | 0 | 0 | 0 | 0 | 0 | 0 | 0 | 0 | 0 | 0 | 0 | 0 | 0 | 0 | 0 | 0 | 0 | 0 | 0 | 0 | 0 | 0 | 0 | 0 | 0 | 0 | 0 | 0 | 0 | 0 | 0 | 0 | 0 | 0 | 0 | 0 | 0 | 0 | 0 | 0 | 0 | 0 | 0 | 0 | 0 | 0 | 0 | 0 | 0 | 0 | 0 | 0 | 0 | 0 | 0 | 0 | 0 | 0 | 0 | 0 | 0 | 0 | 0 | 0 | 0 | 0 | 0 | 0 | 0 | 0 | 0 | 0 | 0 | 0 | 0 | 0 | 0 | 0 | 0 | 0 | 0 | 0 | 0 | 0 | 0 | 0 | 0 | 0 | 0 | 0 | 0 | 0 | 0 | 0 | 0 | 0 | 0 | 0 | 0 | 0 | 0 | 0 | 0 | 0 | 0 | 0 | 0 | 0 | 0 | 0 | 0 | 0 | 0 | 0 | 0 | 0 | 0 | 0 | 0 | 0 | 0 | 0 | 0 | 0 | 0 | 0 | 0 | 0 | 0 | 0 | 0 | 0 | 0 | 0 | 0 | 0 | 0 | 0 | 0 | 0 | 0 | 0 | 0 | 0 | 0 | 0 | 0 | 0 | 0 | 0 | 0 | 0 | 0 | 0 | 0 | 0 | 0 | 0 | 0 | 0 | 0 | 0 | 0 | 0 | 0 | 0 | 0 | 0 | 0 | 0 | 0 | 0 | 0 | 0 | 0 | 0 | 0 | 0 | 0 | 0 | 0 | 0 | 0 | 0 | 0 | 0 | 0 | 0 | 0 | 0 | 0 | 0 | 0 | 0 | 0 | 0 | 0 | 0 | 0 | 0 | 0 | 0 | 0 | 0 | 0 | 0 | 0 | 0 | 0 | 0 | 0 | 0 | 0 | 0 | 0 | 0 | 0 | 0 | 0 | 0 | 0 | 0 | 0 | 0 | 0 | 0 | 0 | 0 | 0 | 0 | 0 | 0 | 0 | 0 | 0 | 0 | 0 | 0 | 0 | 0 | 0 | 0 | 0 | 0 | 0 | 0 | 0 | 0 | 0 | 0 | 0 | 0 | 0 | 0 | 0 | 0 | 0 | 0 | 0 | 0 | 0 | 0 | 0 | 0 | 0 | 0 | 0 | 0 | 0 | 0 | 0 | 0 | 0 | 0 | 0 | 0 | 0 | 0 | 0 | 0 | 0 | 0 | 0 | 0 | 0 | 0 | 0 | 0 | 0 | 0 | 0 | 0 | 0 | 0 | 0 | 0 | 0 | 0 | 0 | 0 | 0 | 0 | 0 | 0 | 0 | 0 | 0 | 0 | 0 | 0 | 0 | 0 | 0 | 0 | 0 | 0 | 0 | 0 | 0 | 0 | 0 | 0 | 0 | 0 | 0 | 0 | 0 | 0 | 0 | 0 | 0 | 0 | 0 | 0 | 0 | 0 | 0 | 0 | 0 | 0 | 0 | 0 | 0 | 0 | 0 | 0 | 0 | 0 | 0 | 0 | 0 | 0 | 0 | 0 | 0 | 0 | 0 | 0 | 0 | 0 | 0 | 0 | 0 | 0 | 0 | 0 | 0 | 0 | 0 | 0 | 0 | 0 | 0 | 0 | 0 | 0 | 0 | 0 | 0 | 0 | 0 | 0 | 0 | 0 | 0 | 0 | 0 | 0 | 0 | 0 | 0 | 0 | 0 | 0 | 0 | 0 | 0 | 0 | 0 | 0 | 0 | 0 | 0 | 0 | 0 | 0 | 0 | 0 | 0 | 0 | 0 | 0 | 0 | 0 | 0 | 0 | 0 | 0 | 0 | 0 | 0 | 0 | 0 | 0 | 0 | 0 | 0 | 0 | 0 | 0 | 0 | 0 | 0 | 0 | 0 | 0 | 0 | 0 | 0 | 0 | 0 | 0 | 0 | 0 | 0 | 0 | 0 | 0 | 0 | 0 | 0 | 0 | 0 | 0 | 0 | 0 | 0 | 0 | 0 | 0 | 0 | 0 | 0 | 0 | 0 | 0 | 0 | 0 | 0 | 0 | 0 | 0 | 0 | 0 | 0 | 0 | 0 | 0 | 0 | 0 | 0 | 0 | 0 | 0 | 0 | 0 | 0 | 0 | 0 | 0 | 0 | 0 | 0 | 0 | 0 | 0 | 0 | 0 | 0 | 0 | 0 | 0 | 0 | 0 | 0 | 0 | 0 | 0 | 0 | 0 | 0 | 0 | 0 | 0 | 0 | 0 | 0 | 0 | 0 | 0 | 0 | 0 | 0 | 0 | 0 | 0 | 0 | 0 | 0 | 0 | 0 | 0 | 0 | 0 | 0 | 0 | 0 | 0 | 0 | 0 | 0 | 0 | 0 | 0 | 0 | 0 | 0 | 0 | 0 | 0 | 0 | 0 | 0 | 0 | 0 | 0 | 0 | 0 | 0 | 0 | 0 | 0 | 0 | 0 | 0 | 0 | 0 | 0 | 0 | 0 | 0 | 0 | 0 | 0 | 0 | 0 | 0 | 0 | 0 | 0 | 0 | 0 | 0 | 0 | 0 | 0 | 0 | 0 | 0 | 0 | 0 | 0 | 0 | 0 | 0 | 0 | 0 | 0 | 0 | 0 | 0 | 0 | 0 | 0 | 0 | 0 | 0 | 0 | 0 | 0 | 0 | 0 | 0 | 0 | 0 | 0 | 0 | 0 | 0 | 0 | 0 | 0 | 0 | 0 | 0 | 0 | 0 | 0 | 0 | 0 | 0 | 0 | 0 | 0 | 0 | 0 | 0 | 0 | 0 | 0 | 0 | 0 | 0 | 0 | 0 | 0 | 0 | 0 | 0 | 0 | 0 | 0 | 0 | 0 | 0 | 0 | 0 | 0 | 0 | 0 | 0 | 0 | 0 | 0 | 0 | 0 | 0 | 0 | 0 | 0 | 0 | 0 | 0 | 0 | 0 | 0 | 0 | 0 | 0 | 0 | 0 | 0 | 0 | 0 | 0 | 0 | 0 | 0 | 0 | 0 | 0 | 0 | 0 | 0 | 0 | 0 | 0 | 0 | 0 | 0 | 0 | 0 | 0 | 0 | 0 | 0 | 0 | 0 | 0 | 0 | 0 | 0 | 0 | 0 | 0 | 0 | 0 | 0 | 0 | 0 | 0 | 0 | 0 | 0 | 0 | 0 | 0 | 0 | 0 | 0 | 0 | 0 | 0 | 0 | 0 | 0 | 0 | 0 | 0 | 0 | 0 | 0 | 0 | 0 | 0 | 0 | 0 | 0 | 0 | 0 | 0 | 0 | 0 | 0 | 0 | 0 | 0 | 0 | 0 | 0 | 0 | 0 | 0 | 0 | 0 | 0 | 0 | 0 | 0 | 0 | 0 | 0 | 0 | 0 | 0 | 0 | 0 | 0 | 0 | 0 | 0 | 0 | 0 | 0 | 0 | 0 | 0 | 0 | 0 | 0 | 0 | 0 | 0 | 0 | 0 | 0 | 0 | 0 | 0 | 0 | 0 | 0 | 0 | 0 | 0 | 0 | 0 | 0 | 0 | 0 | 0 | 0 | 0 | 0 | 0 | 0 | 0 | 0 | 0 | 0 | 0 | 0 | 0 | 0 | 0 | 0 | 0 | 0 | 0 | 0 | 0 | 0 | 0 | 0 | 0 | 0 | 0 | 0 | 0 | 0 | 0 | 0 | 0 | 0 | 0 | 0 | 0 | 0 | 0 | 0 | 0 | 0 | 0 | 0 | 0 | 0 | 0 | 0 | 0 | 0 | 0 | 0 | 0 | 0 | 0 | 0 | 0 | 0 | 0 | 0 | 0 | 0 | 0 | 0 | 0 | 0 | 0 | 0 | 0 | 0 | 0 | 0 | 0 | 0 | 0 | 0 | 0 | 0 | 0 | 0 | 0 | 0 | 0 | 0 | 0 | 0 | 0 | 0 | 0 | 0 | 0 | 0 | 0 | 0 | 0 | 0 | 0 | 0 | 0 | 0 | 0 | 0 | 0 | 0 | 0 | 0 | 0 | 0 | 0 | 0 | 0 | 0 | 0 | 0 | 0 | 0 | 0 | 0 | 0 | 0 | 0 | 0 | 0 | 0 | 0 | 0 | 0 | 0 | 0 | 0 | 0 | 0 | 0 | 0 | 0 | 0 | 0 | 0 | 0 | 0 | 0 | 0 | 0 | 0 | 0 | 0 | 0 | 0 | 0 | 0 | 0 | 0 | 0 | 0 | 0 | 0 | 0 | 0 | 0 | 0 | 0 | 0 | 0 | 0 | 0 | 0 | 0 | 0 | 0 | 0 | 0 | 0 | 0 | 0 | 0 | 0 | 0 | 0 | 0 | 0 | 0 | 0 | 0 | 0 | 0 | 0 | 0 | 0 | 0 | 0 | 0 | 0 | 0 | 0 | 0 | 0 | 0 | 0 | 0 | 0 | 0 | 0 | 0 | 0 | 0 | 0 | 0 | 0 | 0 | 0 | 0 | 0 | 0 | 0 | 0 | 0 | 0 | 0 | 0 | 0 | 0 | 0 | 0 | 0 | 0 | 0 | 0 | 0 | 0 | 0 | 0 | 0 | 0 | 0 | 0 | 0 | 0 | 0 | 0 | 0 | 0 | 0 | 0 | 0 | 0 | 0 | 0 | 0 | 0 | 0 | 0 | 0 | 0 | 0 | 0 | 0 | 0 | 0 | 0 | 0 | 0 | 0 | 0 | 0 | 0 | 0 | 0 | 0 | 0 | 0 | 0 | 0 | 0 | 0 | 0 | 0 | 0 | 0 | 0 | 0 | 0 | 0 | 0 | 0 | 0 | 0 | 0 | 0 | 0 | 0 | 0 | 0 | 0 | 0 | 0 | 0 | 0 | 0 | 0 | 0 | 0 | 0 | 0 | 0 | 0 | 0 | 0 | 0 | 0 | 0 | 0 | 0 | 0 | 0 | 0 | 0 | 0 | 0 | 0 | 0 | 0 | 0 | 0 | 0 | 0 | 0 | 0 | 0 | 0 | 0 | 0 | 0 | 0 | 0 | 0 | 0 | 0 | 0 | 0 | 0 | 0 | 0 | 0 | 0 | 0 | 0 | 0 | 0 | 0 | 0 | 0 | 0 | 0 | 0 | 0 | 0 | 0 | 0 | 0 | 0 | 0 | 0 | 0 | 0 | 0 | 0 | 0 | 0 | 0 | 0 | 0 | 0 | 0 | 0 | 0 | 0 | 0 | 0 | 0 | 0 | 0 | 0 | 0 | 0 | 0 | 0 | 0 | 0 | 0 | 0 | 0 | 0 | 0 | 0 | 0 | 0 | 0 | 0 | 0 | 0 | 0 | 0 | 0 | 0 | 0 | 0 | 0 | 0 | 0 | 0 | 0 | 0 | 0 | 0 | 0 | 0 | 0 | 0 | 0 | 0 | 0 | 0 | 0 | 0 | 0 | 0 | 0 | 0 | 0 | 0 | 0 | 0 | 0 | 0 | 0 | 0 | 0 | 0 | 0 | 0 | 0 | 0 | 0 | 0 | 0 | 0 | 0 | 0 | 0 | 0 | 0 | 0 | 0 | 0 | 0 | 0 | 0 | 0 | 0 | 0 | 0 | 0 | 0 | 0 | 0 | 0 | 0 | 0 | 0 | 0 | 0 | 0 | 0 | 0 | 0 | 0 | 0 | 0 | 0 | 0 | 0 | 0 | 0 | 0 | 0 | 0 | 0 | 0 | 0 | 0 | 0 | 0 | 0 | 0 | 0 | 0 | 0 | 0 | 0 | 0 | 0 | 0 | 0 | 0 | 0 | 0 | 0 | 0 | 0 | 0 | 0 | 0 | 0 | 0 | 0 | 0 | 0 | 0 | 0 | 0 | 0 | 0 | 0 | 0 | 0 | 0 | 0 | 0 | 0 | 0 | 0 | 0 | 0 | 0 | 0 | 0 | 0 | 0 | 0 | 0 | 0 | 0 | 0 | 0 | 0 | 0 | 0 | 0 | 0 | 0 | 0 | 0 | 0 | 0 | 0 | 0 | 0 | 0 | 0 | 0 | 0 | 0 | 0 | 0 | 0 | 0 | 0 | 0 | 0 | 0 | 0 | 0 | 0 | 0 | 0 | 0 | 0 | 0 | 0 | 0 | 0 | 0 | 0 | 0 | 0 | 0 | 0 | 0 | 0 | 0 | 0 | 0 | 0 | 0 | 0 | 0 | 0 | 0 | 0 | 0 | 0 | 0 | 0 | 0 | 0 | 0 | 0 | 0 | 0 | 0 | 0 | 0 | 0 | 0 | 0 | 0 | 0 | 0 | 0 | 0 | 0 | 0 | 0 | 0 | 0 | 0 | 0 | 0 | 0 | 0 | 0 | 0 | 0 | 0 | 0 | 0 | 0 | 0 | 0 | 0 | 0 | 0 | 0 | 0 | 0 | 0 | 0 | 0 | 0 | 0 | 0 | 0 | 0 | 0 | 0 | 0 | 0 | 0 | 0 | 0 | 0 | 0 | 0 | 0 | 0 | 0 | 0 | 0 | 0 | 0 | 0 | 0 | 0 | 0 | 0 | 0 | 0 | 0 | 0 | 0 | 0 | 0 | 0 | 0 | 0 | 0 | 0 | 0 | 0 | 0 | 0 | 0 | 0 | 0 | 0 | 0 | 0 | 0 | 0 | 0 | 0 | 0 | 0 | 0 | 0 | 0 | 0 | 0 | 0 | 0 | 0 | 0 | 0 | 0 | 0 | 0 | 0 | 0 | 0 | 0 | 0 | 0 | 0 | 0 | 0 | 0 | 0 | 0 | 0 | 0 | 0 | 0 | 0 | 0 | 0 | 0 | 0 | 0 | 0 | 0 | 0 | 0 | 0 | 0 | 0 | 0 | 0 | 0 | 0 | 0 | 0 | 0 | 0 | 0 | 0 | 0 | 0 | 0 | 0 | 0 | 0 | 0 | 0 | 0 | 0 | 0 | 0 | 0 | 0 | 0 | 0 | 0 | 0 | 0 | 0 | 0 | 0 | 0 | 0 | 0 | 0 | 0 | 0 | 0 | 0 | 0 | 0 | 0 | 0 | 0 | 0 | 0 | 0 | 0 | 0 | 0 | 0 | 0 | 0 | 0 | 0 | 0 | 0 | 0 | 0 | 0 | 0 | 0 | 0 | 0 | 0 | 0 | 0 | 0 | 0 | 0 | 0 | 0 | 0 | 0 | 0 | 0 | 0 | 0 | 0 | 0 | 0 | 0 | 0 | 0 | 0 | 0 | 0 | 0 | 0 | 0 | 0 | 0 | 0 | 0 | 0 | 0 | 0 | 0 | 0 | 0 | 0 | 0 | 0 | 0 | 0 | 0 | 0 | 0 | 0 | 0 | 0 | 0 | 0 | 0 | 0 | 0 | 0 | 0 | 0 | 0 | 0 | 0 | 0 | 0 | 0 | 0 | 0 | 0 | 0 | 0 | 0 | 0 | 0 | 0 | 0 | 0 | 0 | 0 | 0 | 0 | 0 | 0 | 0 | 0 | 0 | 0 | 0 | 0 | 0 | 0 | 0 | 0 | 0 | 0 | 0 | 0 | 0 | 0 | 0 | 0 | 0 | 0 | 0 | 0 | 0 | 0 | 0 | 0 | 0 | 0 | 0 | 0 | 0 | 0 | 0 | 0 | 0 | 0 | 0 | 0 | 0 | 0 | 0 | 0 | 0 | 0 | 0 | 0 | 0 | 0 | 0 | 0 | 0 | 0 | 0 | 0 | 0 | 0 | 0 | 0 | 0 | 0 | 0 | 0 | 0 | 0 | 0 | 0 | 0 | 0 | 0 | 0 | 0 | 0 | 0 | 0 | 0 | 0 | 0 | 0 | 0 | 0 | 0 | 0 | 0 | 0 | 0 | 0 | 0 | 0 | 0 | 0 | 0 | 0 | 0 | 0 | 0 | 0 | 0 | 0 | 0 | 0 | 0 | 0 | 0 | 0 | 0 | 0 | 0 | 0 | 0 | 0 | 0 | 0 | 0 | 0 | 0 | 0 | 0 | 0 | 0 | 0 | 0 | 0 | 0 | 0 | 0 | 0 | 0 | 0 | 0 | 0 | 0 | 0 | 0 | 0 | 0 | 0 | 0 | 0 | 0 | 0 | 0 | 0 | 0 | 0 | 0 | 0 | 0 | 0 | 0 | 0 | 0 | 0 | 0 | 0 | 0 | 0 | 0 | 0 | 0 | 0 | 0 | 0 | 0 | 0 | 0 | 0 | 0 | 0 | 0 | 0 | 0 | 0 | 0 | 0 | 0 | 0 | 0 | 0 | 0 | 0 | 0 | 0 | 0 | 0 | 0 | 0 | 0 | 0 | 0 | 0 | 0 | 0 | 0 | 0 | 0 | 0 | 0 | 0 | 0 | 0 | 0 | 0 | 0 | 0 | 0 | 0 | 0 | 0 | 0 | 0 | 0 | 0 | 0 | 0 | 0 | 0 | 0 | 0 | 0 | 0 | 0 | 0 | 0 | 0 | 0 | 0 | 0 | 0 | 0 | 0 | 0 | 0 | 0 | 0 | 0 | 0 | 0 | 0 | 0 | 0 | 0 | 0 | 0 | 0 | 0 | 0 | 0 | 0 | 0 | 0 | 0 | 0 | 0 | 0 | 0 | 0 | 0 | 0 | 0 | 0 | 0 | 0 | 0 | 0 | 0 | 0 | 0 | 0 | 0 | 0 | 0 | 0 | 0 | 0 | 0 | 0 | 0 | 0 | 0 | 0 | 0 | 0 | 0 | 0 | 0 | 0 | 0 | 0 | 0 | 0 | 0 | 0 | 0 | 0 | 0 | 0 | 0 | 0 | 0 | 0 | 0 | 0 | 0 | 0 | 0 | 0 | 0 | 0 | 0 | 0 | 0 | 0 | 0 | 0 | 0 | 0 | 0 | 0 | 0 | 0 | 0 | 0 | 0 | 0 | 0 | 0 | 0 | 0 | 0 | 0 | 0 | 0 | 0 | 0 | 0 | 0 | 0 | 0 | 0 | 0 | 0 | 0 | 0 | 0 | 0 | 0 | 0 | 0 | 0 | 0 | 0 | 0 | 0 | 0 | 0 | 0 | 0 | 0 | 0 | 0 | 0 | 0 | 0 | 0 | 0 | 0 | 0 | 0 | 0 | 0 | 0 | 0 | 0 | 0 | 0 | 0 | 0 | 0 | 0 | 0 | 0 | 0 | 0 | 0 | 0 | 0 | 0 | 0 | 0 | 0 | 0 | 0 | 0 | 0 | 0 | 0 | 0 | 0 | 0 | 0 | 0 | 0 | 0 | 0 | 0 | 0 | 0 | 0 | 0 | 0 | 0 | 0 | 0 | 0 | 0 | 0 | 0 | 0 | 0 | 0 | 0 | 0 | 0 | 0 | 0 | 0 | 0 | 0 | 0 | 0 | 0 | 0 | 0 | 0 | 0 | 0 | 0 | 0 | 0 | 0 | 0 | 0 | 0 | 0 | 0 | 0 | 0 | 0 | 0 | 0 | 0 | 0 | 0 | 0 | 0 | 0 | 0 | 0 | 0 | 0 | 0 | 0 | 0 | 0 | 0 | 0 | 0 | 0 | 0 | 0 | 0 | 0 | 0 | 0 | 0 | 0 | 0 | 0 | 0 | 0 | 0 | 0 | 0 | 0 | 0 | 0 | 0 | 0 | 0 | 0 | 0 | 0 | 0 | 0 | 0 | 0 | 0 | 0 | 0 | 0 | 0 | 0 | 0 | 0 | 0 | 0 | 0 | 0 | 0 | 0 | 0 | 0 | 0 | 0 | 0 | 0 | 0 | 0 | 0 | 0 | 0 | 0 | 0 | 0 | 0 | 0 | 0 | 0 | 0 | 0 | 0 | 0 | 0 | 0 | 0 | 0 | 0 | 0 | 0 | 0 | 0 | 0 | 0 | 0 | 0 | 0 | 0 | 0 | 0 | 0 | 0 | 0 | 0 | 0 | 0 | 0 | 0 | 0 | 0 | 0 | 0 | 0 | 0 | 0 | 0 | 0 | 0 | 0 | 0 | 0 | 0 | 0 | 0 | 0 | 0 | 0 | 0 | 0 | 0 | 0 | 0 | 0 | 0 | 0 | 0 | 0 | 0 | 0 | 0 | 0 | 0 | 0 | 0 | 0 | 0 | 0 | 0 | 0 | 0 | 0 | 0 | 0 | 0 | 0 | 0 | 0 | 0 | 0 | 0 | 0 | 0 | 0 | 0 | 0 | 0 | 0 | 0 | 0 | 0 | 0 | 0 | 0 | 0 | 0 | 0 | 0 | 0 | 0 | 0 | 0 | 0 | 0 | 0 | 0 | 0 | 0 | 0 | 0 | 0 | 0 | 0 | 0 | 0 | 0 | 0 | 0 | 0 | 0 | 0 | 0 | 0 | 0 | 0 | 0 | 0 | 0 | 0 | 0 | 0 | 0 | 0 | 0 | 0 | 0 | 0 | 0 | 0 | 0 | 0 | 0 | 0 | 0 | 0 | 0 | 0 | 0 | 0 | 0 | 0 | 0 | 0 | 0 | 0 | 0 | 0 | 0 | 0 | 0 | 0 | 0 | 0 | 0 | 0 | 0 | 0 | 0 | 0 | 0 | 0 | 0 | 0 | 0 | 0 | 0 | 0 | 0 | 0 | 0 | 0 | 0 | 0 | 0 | 0 | 0 | 0 | 0 | 0 | 0 | 0 | 0 | 0 | 0 | 0 | 0 | 0 | 0 | 0 | 0 | 0 | 0 | 0 | 0 | 0 | 0 | 0 | 0 | 0 | 0 | 0 | 0 | 0 | 0 | 0 | 0 | 0 | 0 | 0 | 0 | 0 | 0 | 0 | 0 | 0 | 0 | 0 | 0 | 0 | 0 | 0 | 0 | 0 | 0 | 0 | 0 | 0 | 0 | 0 | 0 | 0 | 0 | 0 | 0 | 0 | 0 | 0 | 0 | 0 | 0 | 0 | 0 | 0 | 0 | 0 | 0 | 0 | 0 | 0 | 0 | 0 | 0 | 0 | 0 | 0 | 0 | 0 | 0 | 0 | 0 | 0 | 0 | 0 | 0 | 0 | 0 | 0 | 0 | 0 | 0 | 0 | 0 | 0 | 0 | 0 | 0 | 0 | 0 | 0 | 0 | 0 | 0 | 0 | 0 | 0 | 0 | 0 | 0 | 0 | 0 | 0 | 0 | 0 | 0 | 0 | 0 | 0 | 0 | 0 | 0 | 0 | 0 | 0 | 0 | 0 | 0 | 0 | 0 | 0 | 0 | 0 | 0 | 0 | 0 | 0 | 0 | 0 | 0 | 0 | 0 | 0 | 0 | 0 | 0 | 0 | 0 | 0 | 0 | 0 | 0 | 0 | 0 | 0 | 0 | 0 | 0 | 0 | 0 | 0 | 0 | 0 | 0 | 0 | 0 | 0 | 0 | 0 | 0 | 0 | 0 | 0 | 0 | 0 | 0 | 0 | 0 | 0 | 0 | 0 | 0 | 0 | 0 | 0 | 0 | 0 | 0 | 0 | 0 | 0 | 0 | 0 | 0 | 0 | 0 | 0 | 0 | 0 | 0 | 0 | 0 | 0 | 0 | 0 | 0 | 0 | 0 | 0 | 0 | 0 | 0 | 0 | 0 | 0 | 0 | 0 | 0 | 0 | 0 | 0 | 0 | 0 | 0 | 0 | 0 | 0 | 0 | 0 | 0 | 0 | 0 | 0 | 0 | 0 | 0 | 0 | 0 | 0 | 0 | 0 | 0 | 0 | 0 | 0 | 0 | 0 | 0 | 0 | 0 | 0 | 0 | 0 | 0 | 0 | 0 | 0 | 0 | 0 | 0 | 0 | 0 | 0 | 0 | 0 | 0 | 0 | 0 | 0 | 0 | 0 | 0 | 0 | 0 | 0 | 0 | 0 | 0 | 0 | 0 | 0 | 0 | 0 | 0 | 0 | 0 | 0 | 0 | 0 | 0 | 0 | 0 | 0 | 0 | 0 | 0 | 0 | 0 | 0 | 0 | 0 | 0 | 0 | 0 | 0 | 0 | 0 | 0 | 0 | 0 | 0 | 0 | 0 | 0 | 0 | 0 | 0 | 0 | 0 | 0 | 0 | 0 | 0 | 0 | 0 | 0 | 0 | 0 | 0 | 0 | 0 | 0 | 0 | 0 | 0 | 0 | 0 | 0 | 0 | 0 | 0 | 0 | 0 | 0 | 0 | 0 | 0 | 0 | 0 | 0 | 0 | 0 | 0 | 0 | 0 | 0 | 0 | 0 | 0 | 0 | 0 | 0 | 0 | 0 | 0 | 0 | 0 | 0 | 0 | 0 | 0 | 0 | 0 | 0 | 0 | 0 | 0 | 0 | 0 | 0 | 0 | 0 | 0 | 0 | 0 | 0 | 0 | 0 | 0 | 0 | 0 | 0 | 0 | 0 | 0 | 0 | 0 | 0 | 0 | 0 | 0 | 0 | 0 | 0 | 0 | 0 | 0 | 0 | 0 | 0 | 0 | 0 | 0 | 0 | 0 | 0 | 0 | 0 | 0 | 0 | 0 | 0 | 0 | 0 | 0 | 0 | 0 | 0 | 0 | 0 | 0 | 0 | 0 | 0 | 0 | 0 | 0 | 0 | 0 | 0 | 0 | 0 | 0 | 0 | 0 | 0 | 0 | 0 | 0 | 0 | 0 | 0 | 0 | 0 | 0 | 0 | 0 | 0 | 0 | 0 | 0 | 0 | 0 | 0 | 0 | 0 | 0 | 0 | 0 | 0 | 0 | 0 | 0 | 0 | 0 | 0 | 0 | 0 | 0 | 0 | 0 | 0 | 0 | 0 | 0 | 0 | 0 | 0 | 0 | 0 | 0 | 0 | 0 | 0 | 0 | 0 | 0 | 0 | 0 | 0 | 0 | 0 | 0 | 0 | 0 | 0 | 0 | 0 | 0 | 0 | 0 | 0 | 0 | 0 | 0 | 0 | 0 | 0 | 0 | 0 | 0 | 0 | 0 | 0 | 0 | 0 | 0 | 0 | 0 | 0 | 0 | 0 | 0 | 0 | 0 | 0 | 0 | 0 | 0 | 0 | 0 | 0 | 0 | 0 | 0 | 0 | 0 | 0 | 0 | 0 | 0 | 0 | 0 | 0 | 0 | 0 | 0 | 0 | 0 | 0 | 0 | 0 | 0 | 0 | 0 | 0 | 0 | 0 | 0 | 0 | 0 | 0 | 0 | 0 | 0 | 0 | 0 | 0 | 0 | 0 | 0 | 0 | 0 | 0 | 0 | 0 | 0 | 0 | 0 | 0 | 0 | 0 | 0 | 0 | 0 | 0 | 0 | 0 | 0 | 0 | 0 | 0 | 0 | 0 | 0 | 0 | 0 | 0 | 0 | 0 | 0 | 0 | 0 | 0 | 0 | 0 | 0 | 0 | 0 | 0 | 0 | 0 | 0 | 0 | 0 | 0 | 0 | 0 | 0 | 0 | 0 | 0 | 0 | 0 | 0 | 0 | 0 | 0 | 0 | 0 | 0 | 0 | 0 | 0 | 0 | 0 | 0 | 0 | 0 | 0 | 0 | 0 | 0 | 0 | 0 | 0 | 0 | 0 | 0 | 0 | 0 | 0 | 0 | 0 | 0 | 0 | 0 | 0 | 0 | 0 | 0 | 0 | 0 | 0 | 0 | 0 | 0 | 0 | 0 | 0 | 0 | 0 | 0 | 0 | 0 | 0 | 0 | 0 | 0 | 0 | 0 | 0 | 0 | 0 | 0 | 0 | 0 | 0 | 0 | 0 | 0 | 0 | 0 | 0 | 0 | 0 | 0 | 0 | 0 | 0 | 0 | 0 | 0 | 0 | 0 | 0 | 0 | 0 | 0 | 0 | 0 | 0 | 0 | 0 | 0 | 0 | 0 | 0 | 0 | 0 | 0 | 0 | 0 | 0 | 0 | 0 | 0 | 0 | 0 | 0 | 0 | 0 | 0 | 0 | 0 | 0 | 0 | 0 | 0 | 0 | 0 | 0 | 0 | 0 | 0 | 0 | 0 | 0 | 0 | 0 | 0 | 0 | 0 | 0 | 0 | 0 | 0 | 0 | 0 | 0 | 0 | 0 | 0 | 0 | 0 | 0 | 0 | 0 | 0 | 0 | 0 | 0 | 0 | 0 | 0 | 0 | 0 | 0 | 0 | 0 | 0 | 0 | 0 | 0 | 0 | 0 | 0 | 0 | 0 | 0 | 0 | 0 | 0 | 0 | 0 | 0 | 0 | 0 | 0 | 0 | 0 | 0 | 0 | 0 | 0 | 0 | 0 | 0 | 0 | 0 | 0 | 0 | 0 | 0 | 0 | 0 | 0 | 0 | 0 | 0 | 0 | 0 | 0 | 0 | 0 | 0 | 0 | 0 | 0 | 0 | 0 | 0 | 0 | 0 | 0 | 0 | 0 | 0 | 0 | 0 | 0 | 0 | 0 | 0 | 0 | 0 | 0 | 0 | 0 | 0 | 0 | 0 | 0 | 0 | 0 | 0 | 0 | 0 | 0 | 0 | 0 | 0 | 0 | 0 | 0 | 0 | 0 | 0 | 0 | 0 | 0 | 0 | 0 | 0 | 0 | 0 | 0 | 0 | 0 | 0 | 0 | 0 | 0 | 0 | 0 | 0 | 0 | 0 | 0 | 0 | 0 | 0 | 0 | 0 | 0 | 0 | 0 | 0 | 0 | 0 | 0 | 0 | 0 | 0 | 0 | 0 | 0 | 0 | 0 | 0 | 0 | 0 | 0 | 0 | 0 | 0 | 0 | 0 | 0 | 0 | 0 | 0 | 0 | 0 | 0 | 0 | 0 | 0 | 0 | 0 | 0 | 0 | 0 | 0 | 0 | 0 | 0 | 0 | 0 | 0 | 0 | 0 | 0 | 0 | 0 | 0 | 0 | 0 | 0 | 0 | 0 | 0 | 0 | 0 | 0 | 0 | 0 | 0 | 0 | 0 | 0 | 0 | 0 | 0 | 0 | 0 | 0 | 0 | 0 | 0 | 0 | 0 | 0 | 0 | 0 | 0 | 0 | 0 | 0 | 0 | 0 | 0 | 0 | 0 | 0 | 0 | 0 | 0 | 0 | 0 | 0 | 0 | 0 | 0 | 0 | 0 | 0 | 0 | 0 | 0 | 0 | 0 | 0 | 0 | 0 | 0 | 0 | 0 | 0 | 0 | 0 | 0 | 0 | 0 | 0 | 0 | 0 | 0 | 0 | 0 | 0 | 0 | 0 | 0 | 0 | 0 | 0 | 0 | 0 | 0 | 0 | 0 | 0 | 0 | 0 | 0 | 0 | 0 | 0 | 0 | 0 | 0 | 0 | 0 | 0 | 0 | 0 | 0 | 0 | 0 | 0 | 0 | 0 | 0 | 0 | 0 | 0 | 0 | 0 | 0 | 0 | 0 | 0 | 0 | 0 | 0 | 0 | 0 | 0 | 0 | 0 | 0 | 0 | 0 | 0 | 0 | 0 | 0 | 0 | 0 | 0 | 0 | 0 | 0 | 0 | 0 | 0 | 0 | 0 | 0 | 0 | 0 | 0 | 0 | 0 | 0 | 0 | 0 | 0 | 0 | 0 | 0 | 0 | 0 | 0 | 0 | 0 | 0 | 0 | 0 | 0 | 0 | 0 | 0 | 0 | 0 | 0 | 0 | 0 | 0 | 0 | 0 | 0 | 0 | 0 | 0 | 0 | 0 | 0 | 0 | 0 | 0 | 0 | 0 | 0 | 0 | 0 | 0 | 0 | 0 | 0 | 0 | 0 | 0 | 0 | 0 | 0 | 0 | 0 | 0 | 0 | 0 | 0 | 0 | 0 | 0 | 0 | 0 | 0 | 0 | 0 | 0 | 0 | 0 | 0 | 0 | 0 | 0 | 0 | 0 | 0 | 0 | 0 | 0 | 0 | 0 | 0 | 0 | 0 | 0 | 0 | 0 | 0 | 0 | 0 | 0 | 0 | 0 | 0 | 0 | 0 | 0 | 0 | 0 | 0 | 0 | 0 | 0 | 0 | 0 | 0 | 0 | 0 | 0 | 0 | 0 | 0 | 0 | 0 | 0 | 0 | 0 | 0 | 0 | 0 | 0 | 0 | 0 | 0 | 0 | 0 | 0 | 0 | 0 | 0 | 0 | 0 | 0 | 0 | 0 | 0 | 0 | 0 | 0 | 0 | 0 | 0 | 0 | 0 | 0 | 0 | 0 | 0 | 0 | 0 | 0 | 0 | 0 | 0 | 0 | 0 | 0 | 0 | 0 | 0 | 0 | 0 | 0 | 0 | 0 | 0 | 0 | 0 | 0 | 0 | 0 | 0 | 0 | 0 | 0 | 0 | 0 | 0 | 0 | 0 | 0 | 0 | 0 | 0 | 0 | 0 | 0 | 0 | 0 | 0 | 0 | 0 | 0 | 0 | 0 | 0 | 0 | 0 | 0 | 0 | 0 | 0 | 0 | 0 | 0 | 0 | 0 | 0 | 0 | 0 | 0 | 0 | 0 | 0 | 0 | 0 | 0 | 0 | 0 | 0 | 0 | 0 | 0 | 0 | 0 | 0 | 0 | 0 | 0 | 0 | 0 | 0 | 0 | 0 | 0 | 0 | 0 | 0 | 0 | 0 | 0 | 0 | 0 | 0 | 0 | 0 | 0 | 0 | 0 | 0 | 0 | 0 | 0 | 0 | 0 | 0 | 0 | 0 | 0 | 0 | 0 | 0 | 0 | 0 | 0 | 0 | 0 | 0 | 0 | 0 | 0 | 0 | 0 | 0 | 0 | 0 | 0 | 0 | 0 | 0 | 0 | 0 | 0 | 0 | 0 | 0 | 0 | 0 | 0 | 0 | 0 | 0 | 0 | 0 | 0 | 0 | 0 | 0 | 0 | 0 | 0 | 0 | 0 | 0 | 0 | 0 | 0 | 0 | 0 | 0 | 0 | 0 | 0 | 0 | 0 | 0 | 0 | 0 | 0 | 0 | 0 | 0 | 0 | 0 | 0 | 0 | 0 | 0 | 0 | 0 | 0 | 0 | 0 | 0 | 0 | 0 | 0 | 0 | 0 | 0 | 0 | 0 | 0 | 0 | 0 | 0 | 0 | 0 | 0 | 0 | 0 | 0 | 0 | 0 | 0 | 0 | 0 | 0 | 0 | 0 | 0 | 0 | 0 | 0 | 0 | 0 | 0 | 0 | 0 | 0 | 0 | 0 | 0 | 0 | 0 | 0 | 0 | 0 | 0 | 0 | 0 | 0 | 0 | 0 | 0 | 0 | 0 | 0 | 0 | 0 | 0 | 0 | 0 | 0 | 0 | 0 | 0 | 0 | 0 | 0 | 0 | 0 | 0 | 0 | 0 | 0 | 0 | 0 | 0 | 0 | 0 | 0 | 0 | 0 | 0 | 0 | 0 | 0 | 0 | 0 | 0 | 0 | 0 | 0 | 0 | 0 | 0 | 0 | 0 | 0 | 0 | 0 | 0 | 0 | 0 | 0 | 0 | 0 | 0 | 0 | 0 | 0 | 0 | 0 | 0 | 0 | 0 | 0 | 0 | 0 | 0 | 0 | 0 | 0 | 0 | 0 | 0 | 0 | 0 | 0 | 0 | 0 | 0 | 0 | 0 | 0 | 0 | 0 | 0 | 0 | 0 | 0 | 0 | 0 | 0 | 0 | 0 | 0 | 0 | 0 | 0 | 0 | 0 | 0 | 0 | 0 | 0 | 0 | 0 | 0 | 0 | 0 | 0 | 0 | 0 | 0 | 0 | 0 | 0 | 0 | 0 | 0 | 0 | 0 | 0 | 0 | 0 | 0 | 0 | 0 | 0 | 0 | 0 | 0 | 0 | 0 | 0 | 0 | 0 | 0 | 0 | 0 | 0 | 0 | 0 | 0 | 0 | 0 | 0 | 0 | 0 | 0 | 0 | 0 | 0 | 0 | 0 | 0 | 0 | 0 | 0 | 0 | 0 | 0 | 0 | 0 | 0 | 0 | 0 | 0 | 0 | 0 | 0 | 0 | 0 | 0 | 0 | 0 | 0 | 0 | 0 | 0 | 0 | 0 | 0 | 0 | 0 | 0 | 0 | 0 | 0 | 0 | 0 | 0 | 0 | 0 | 0 | 0 | 0 | 0 | 0 | 0 | 0 | 0 | 0 | 0 | 0 | 0 | 0 | 0 | 0 | 0 | 0 | 0 | 0 | 0 | 0 | 0 | 0 | 0 | 0 | 0 | 0 | 0 | 0 | 0 | 0 | 0 | 0 | 0 | 0 | 0 | 0 | 0 | 0 | 0 | 0 | 0 | 0 | 0 | 0 | 0 | 0 | 0 | 0 | 0 | 0 | 0 | 0 | 0 | 0 | 0 | 0 | 0 | 0 | 0 | 0 | 0 | 0 | 0 | 0 | 0 | 0 | 0 | 0 | 0 | 0 | 0 | 0 | 0 | 0 | 0 | 0 | 0 | 0 | 0 | 0 | 0 | 0 | 0 | 0 | 0 | 0 | 0 | 0 | 0 | 0 | 0 | 0 | 0 | 0 | 0 | 0 | 0 | 0 | 0 | 0 | 0 | 0 | 0 | 0 | 0 | 0 | 0 | 0 | 0 | 0 | 0 | 0 | 0 | 0 | 0 | 0 | 0 | 0 | 0 | 0 | 0 | 0 | 0 | 0 | 0 | 0 | 0 | 0 | 0 | 0 | 0 | 0 | 0 | 0 | 0 | 0 | 0 | 0 | 0 | 0 | 0 | 0 | 0 | 0 | 0 | 0 | 0 | 0 | 0 | 0 | 0 | 0 | 0 | 0 | 0 | 0 | 0 | 0 | 0 | 0 | 0 | 0 | 0 | 0 | 0 | 0 | 0 | 0 | 0 | 0 | 0 | 0 | 0 | 0 | 0 | 0 | 0 | 0 | 0 | 0 | 0 | 0 | 0 | 0 | 0 | 0 | 0 | 0 | 0 | 0 | 0 | 0 | 0 | 0 | 0 | 0 | 0 | 0 | 0 | 0 | 0 | 0 | 0 | 0 | 0 | 0 | 0 | 0 | 0 | 0 | 0 | 0 | 0 | 0 | 0 | 0 | 0 | 0 | 0 | 0 | 0 | 0 | 0 | 0 | 0 | 0 | 0 | 0 | 0 | 0 | 0 | 0 | 0 | 0 | 0 | 0 | 0 | 0 | 0 | 0 | 0 | 0 | 0 | 0 | 0 | 0 | 0 | 0 | 0 | 0 | 0 | 0 | 0 | 0 | 0 | 0 | 0 | 0 | 0 | 0 | 0 | 0 | 0 | 0 | 0 | 0 | 0 | 0 | 0 | 0 | 0 | 0 | 0 | 0 | 0 | 0 | 0 | 0 | 0 | 0 | 0 | 0 | 0 | 0 | 0 | 0 | 0 | 0 | 0 | 0 | 0 | 0 | 0 | 0 | 0 | 0 | 0 | 0 | 0 | 0 | 0 | 0 | 0 | 0 | 0 | 0 | 0 | 0 | 0 | 0 | 0 | 0 | 0 | 0 | 0 | 0 | 0 | 0 | 0 | 0 | 0 | 0 | 0 | 0 | 0 | 0 | 0 | 0 | 0 | 0 | 0 | 0 | 0 | 0 | 0 | 0 | 0 | 0 | 0 | 0 | 0 | 0 | 0 | 0 | 0 | 0 | 0 | 0 | 0 | 0 | 0 | 0 | 0 | 0 | 0 | 0 | 0 | 0 | 0 | 0 | 0 | 0 | 0 | 0 | 0 | 0 | 0 | 0 | 0 | 0 | 0 | 0 | 0 | 0 | 0 | 0 | 0 | 0 | 0 | 0 | 0 | 0 | 0 | 0 | 0 | 0 | 0 | 0 | 0 | 0 | 0 | 0 | 0 | 0 | 0 | 0 | 0 | 0 | 0 | 0 | 0 | 0 | 0 | 0 | 0 | 0 | 0 | 0 | 0 | 0 | 0 | 0 | 0 | 0 | 0 | 0 | 0 | 0 | 0 | 0 | 0 | 0 | 0 | 0 | 0 | 0 | 0 | 0 | 0 | 0 | 0 | 0 | 0 | 0 | 0 | 0 | 0 | 0 | 0 | 0 | 0 | 0 | 0 | 0 | 0 | 0 | 0 | 0 | 0 | 0 | 0 | 0 | 0 | 0 | 0 | 0 | 0 | 0 | 0 | 0 | 0 | 0 | 0 | 0 | 0 | 0 | 0 | 0 | 0 | 0 | 0 | 0 | 0 | 0 | 0 | 0 | 0 | 0 | 0 | 0 | 0 | 0 | 0 | 0 | 0 | 0 | 0 | 0 | 0 | 0 | 0 | 0 | 0 | 0 | 0 | 0 | 0 | 0 | 0 | 0 | 0 | 0 | 0 | 0 | 0 | 0 | 0 | 0 | 0 | 0 | 0 | 0 | 0 | 0 | 0 | 0 | 0 | 0 | 0 | 0 | 0 | 0 | 0 | 0 | 0 | 0 | 0 | 0 | 0 | 0 | 0 | 0 | 0 | 0 | 0 | 0 | 0 | 0 | 0 | 0 | 0 | 0 | 0 | 0 | 0 | 0 | 0 | 0 | 0 | 0 | 0 | 0 | 0 | 0 | 0 | 0 | 0 | 0 | 0 | 0 | 0 | 0 | 0 | 0 | 0 | 0 | 0 | 0 | 0 | 0 | 0 | 0 | 0 | 0 | 0 | 0 | 0 | 0 | 0 | 0 | 0 | 0 | 0 | 0 | 0 | 0 | 0 | 0 | 0 | 0 | 0 | 0 | 0 | 0 | 0 | 0 | 0 | 0 | 0 | 0 | 0 | 0 | 0 | 0 | 0 | 0 | 0 | 0 | 0 | 0 | 0 | 0 | 0 | 0 | 0 | 0 | 0 | 0 | 0 | 0 | 0 | 0 | 0 | 0 | 0 | 0 | 0 | 0 | 0 | 0 | 0 | 0 | 0 | 0 | 0 | 0 | 0 | 0 | 0 | 0 | 0 | 0 | 0 | 0 | 0 | 0 | 0 | 0 | 0 | 0 | 0 | 0 | 0 | 0 | 0 | 0 | 0 | 0 | 0 | 0 | 0 | 0 | 0 | 0 | 0 | 0 | 0 | 0 | 0 | 0 | 0 | 0 | 0 | 0 | 0 | 0 | 0 | 0 | 0 | 0 | 0 | 0 | 0 | 0 | 0 | 0 | 0 | 0 | 0 | 0 | 0 | 0 | 0 | 0 | 0 | 0 | 0 | 0 | 0 | 0 | 0 | 0 | 0 | 0 | 0 | 0 | 0 | 0 | 0 | 0 | 0 | 0 | 0 | 0 | 0 | 0 | 0 | 0 | 0 | 0 | 0 | 0 | 0 | 0 | 0 | 0 | 0 | 0 | 0 | 0 | 0 | 0 | 0 | 0 | 0 | 0 | 0 | 0 | 0 | 0 | 0 | 0 | 0 | 0 | 0 | 0 | 0 | 0 | 0 | 0 | 0 | 0 | 0 | 0 | 0 | 0 | 0 | 0 | 0 | 0 | 0 | 0 | 0 | 0 | 0 | 0 | 0 | 0 | 0 | 0 | 0 | 0 | 0 | 0 | 0 | 0 | 0 | 0 | 0 | 0 | 0 | 0 | 0 | 0 | 0 | 0 | 0 | 0 | 0 | 0 | 0 | 0 | 0 | 0 | 0 | 0 | 0 | 0 | 0 | 0 | 0 | 0 | 0 | 0 | 0 | 0 | 0 | 0 | 0 | 0 | 0 | 0 | 0 | 0 | 0 | 0 | 0 | 0 | 0 | 0 | 0 | 0 | 0 | 0 | 0 | 0 | 0 | 0 | 0 | 0 | 0 | 0 | 0 | 0 | 0 | 0 | 0 | 0 | 0 | 0 | 0 | 0 | 0 | 0 | 0 | 0 | 0 | 0 | 0 | 0 | 0 | 0 | 0 | 0 | 0 | 0 | 0 | 0 | 0 | 0 | 0 | 0 | 0 | 0 | 0 | 0 | 0 | 0 | 0 | 0 | 0 | 0 | 0 | 0 | 0 | 0 | 0 | 0 | 0 | 0 | 0 | 0 | 0 | 0 | 0 | 0 | 0 | 0 | 0 | 0 | 0 | 0 | 0 | 0 | 0 | 0 | 0 | 0 | 0 | 0 | 0 | 0 | 0 | 0 | 0 | 0 | 0 | 0 | 0 | 0 | 0 | 0 | 0 | 0 | 0 | 0 | 0 | 0 | 0 | 0 | 0 | 0 | 0 | 0 | 0 | 0 | 0 | 0 | 0 | 0 | 0 | 0 | 0 | 0 | 0 | 0 | 0 | 0 | 0 | 0 | 0 | 0 | 0 | 0 | 0 | 0 | 0 | 0 | 0 | 0 | 0 | 0 | 0 | 0 | 0 | 0 | 0 | 0 | 0 | 0 | 0 | 0 | 0 | 0 | 0 | 0 | 0 | 0 | 0 | 0 | 0 | 0 | 0 | 0 | 0 | 0 | 0 | 0 | 0 | 0 | 0 | 0 | 0 | 0 | 0 | 0 | 0 | 0 | 0 | 0 | 0 | 0 | 0 | 0 | 0 | 0 | 0 | 0 | 0 | 0 | 0 | 0 | 0 | 0 | 0 | 0 | 0 | 0 | 0 | 0 | 0 | 0 | 0 | 0 | 0 | 0 | 0 | 0 | 0 | 0 | 0 | 0 | 0 | 0 | 0 | 0 | 0 | 0 | 0 | 0 | 0 | 0 | 0 | 0 | 0 | 0 | 0 | 0 | 0 | 0 | 0 | 0 | 0 | 0 | 0 | 0 | 0 | 0 | 0 | 0 | 0 | 0 | 0 | 0 | 0 | 0 | 0 | 0 | 0 | 0 | 0 | 0 | 0 | 0 | 0 | 0 | 0 | 0 | 0 | 0 | 0 | 0 | 0 | 0 | 0 | 0 | 0 | 0 | 0 | 0 | 0 | 0 | 0 | 0 | 0 | 0 | 0 | 0 | 0 | 0 | 0 | 0 | 0 | 0 | 0 | 0 | 0 | 0 | 0 | 0 | 0 | 0 | 0 | 0 | 0 | 0 | 0 | 0 | 0 | 0 | 0 | 0 | 0 | 0 | 0 | 0 | 0 | 0 | 0 | 0 | 0 | 0 | 0 | 0 | 0 | 0 | 0 | 0 | 0 | 0 | 0 | 0 | 0 | 0 | 0 | 0 | 0 | 0 | 0 | 0 | 0 | 0 | 0 | 0 | 0 | 0 | 0 | 0 | 0 | 0 | 0 | 0 | 0 | 0 | 0 | 0 | 0 | 0 | 0 | 0 | 0 | 0 | 0 | 0 | 0 | 0 | 0 | 0 | 0 | 0 | 0 | 0 | 0 | 0 | 0 | 0 | 0 | 0 | 0 | 0 | 0 | 0 | 0 | 0 | 0 | 0 | 0 | 0 | 0 | 0 | 0 | 0 | 0 | 0 | 0 | 0 | 0 | 0 | 0 | 0 | 0 | 0 | 0 | 0 | 0 | 0 | 0 | 0 | 0 | 0 | 0 | 0 | 0 | 0 | 0 | 0 | 0 | 0 | 0 | 0 | 0 | 0 | 0 | 0 | 0 | 0 | 0 | 0 | 0 | 0 | 0 | 0 | 0 | 0 | 0 | 0 | 0 | 0 | 0 | 0 | 0 | 0 | 0 | 0 | 0 | 0 | 0 | 0 | 0 | 0 | 0 | 0 | 0 | 0 | 0 | 0 | 0 | 0 | 0 | 0 | 0 | 0 | 0 | 0 | 0 | 0 | 0 | 0 | 0 | 0 | 0 | 0 | 0 | 0 | 0 | 0 | 0 | 0 | 0 | 0 | 0 | 0 | 0 | 0 | 0 | 0 | 0 | 0 | 0 | 0 | 0 | 0 | 0 | 0 | 0 | 0 | 0 | 0 | 0 | 0 | 0 | 0 | 0 | 0 | 0 | 0 | 0 | 0 | 0 | 0 | 0 | 0 | 0 | 0 | 0 | 0 | 0 | 0 | 0 | 0 | 0 | 0 | 0 | 0 | 0 | 0 | 0 | 0 | 0 | 0 | 0 | 0 | 0 | 0 | 0 | 0 | 0 | 0 | 0 | 0 | 0 | 0 | 0 | 0 | 0 | 0 | 0 | 0 | 0 | 0 | 0 | 0 | 0 | 0 | 0 | 0 | 0 | 0 | 0 | 0 | 0 | 0 | 0 | 0 | 0 | 0 | 0 | 0 | 0 | 0 | 0 | 0 | 0 | 0 | 0 | 0 | 0 | 0 | 0 | 0 | 0 | 0 | 0 | 0 | 0 | 0 | 0 | 0 | 0 | 0 | 0 | 0 | 0 | 0 | 0 | 0 | 0 | 0 | 0 | 0 | 0 | 0 | 0 | 0 | 0 | 0 | 0 | 0 | 0 | 0 | 0 | 0 | 0 | 0 | 0 | 0 | 0 | 0 | 0 | 0 | 0 | 0 | 0 | 0 | 0 | 0 | 0 | 0 | 0 | 0 | 0 | 0 | 0 | 0 | 0 | 0 | 0 | 0 | 0 | 0 | 0 | 0 | 0 | 0 | 0 | 0 | 0 | 0 | 0 | 0 | 0 | 0 | 0 | 0 | 0 | 0 | 0 | 0 | 0 | 0 | 0 | 0 | 0 | 0 | 0 | 0 | 0 | 0 | 0 | 0 | 0 | 0 | 0 | 0 | 0 | 0 | 0 | 0 | 0 | 0 | 0 | 0 | 0 | 0 | 0 | 0 | 0 | 0 | 0 | 0 | 0 | 0 | 0 | 0 | 0 | 0 | 0 | 0 | 0 | 0 | 0 | 0 | 0 | 0 | 0 | 0 | 0 | 0 | 0 | 0 | 0 | 0 | 0 | 0 | 0 | 0 | 0 | 0 | 0 | 0 | 0 | 0 | 0 | 0 | 0 | 0 | 0 | 0 | 0 | 0 | 0 | 0 | 0 | 0 | 0 | 0 | 0 | 0 | 0 | 0 | 0 | 0 | 0 | 0 | 0 | 0 | 0 | 0 | 0 | 0 | 0 | 0 | 0 | 0 | 0 | 0 | 0 | 0 | 0 | 0 | 0 | 0 | 0 | 0 | 0 | 0 | 0 | 0 | 0 | 0 | 0 | 0 | 0 | 0 | 0 | 0 | 0 | 0 | 0 | 0 | 0 | 0 | 0 | 0 | 0 | 0 | 0 | 0 | 0 | 0 | 0 | 0 | 0 | 0 | 0 | 0 | 0 | 0 | 0 | 0 | 0 | 0 | 0 | 0 | 0 | 0 | 0 | 0 | 0 | 0 | 0 | 0 | 0 | 0 | 0 | 0 | 0 | 0 | 0 | 0 | 0 | 0 | 0 | 0 | 0 | 0 | 0 | 0 | 0 | 0 | 0 | 0 | 0 | 0 | 0 | 0 | 0 | 0 | 0 | 0 | 0 | 0 | 0 | 0 | 0 | 0 | 0 | 0 | 0 | 0 | 0 | 0 | 0 | 0 | 0 | 0 | 0 | 0 | 0 | 0 | 0 | 0 | 0 | 0 | 0 | 0 | 0 | 0 | 0 | 0 | 0 | 0 | 0 | 0 | 0 | 0 | 0 | 0 | 0 | 0 | 0 | 0 | 0 | 0 | 0 | 0 | 0 | 0 | 0 | 0 | 0 | 0 | 0 | 0 | 0 | 0 | 0 | 0 | 0 | 0 | 0 | 0 | 0 | 0 | 0 | 0 | 0 | 0 | 0 | 0 | 0 | 0 | 0 | 0 | 0 | 0 | 0 | 0 | 0 | 0 | 0 | 0 | 0 | 0 | 0 | 0 | 0 | 0 | 0 | 0 | 0 | 0 | 0 | 0 | 0 | 0 | 0 | 0 | 0 | 0 | 0 | 0 | 0 | 0 | 0 | 0 | 0 | 0 | 0 | 0 | 0 | 0 | 0 | 0 | 0 | 0 | 0 | 0 | 0 | 0 | 0 | 0 | 0 | 0 | 0 | 0 | 0 | 0 | 0 | 0 | 0 | 0 | 0 | 0 | 0 | 0 | 0 | 0 | 0 | 0 | 0 | 0 | 0 | 0 | 0 | 0 | 0 | 0 | 0 | 0 | 0 | 0 | 0 | 0 | 0 | 0 | 0 | 0 | 0 | 0 | 0 | 0 | 0 | 0 | 0 | 0 | 0 | 0 | 0 | 0 | 0 | 0 | 0 | 0 | 0 | 0 | 0 | 0 | 0 | 0 | 0 | 0 | 0 | 0 | 0 | 0 | 0 | 0 | 0 | 0 | 0 | 0 | 0 | 0 | 0 | 0 | 0 | 0 | 0 | 0 | 0 | 0 | 0 | 0 | 0 | 0 | 0 | 0 | 0 | 0 | 0 | 0 | 0 | 0 | 0 | 0 | 0 | 0 | 0 | 0 | 0 | 0 | 0 | 0 | 0 | 0 | 0 | 0 | 0 | 0 | 0 | 0 | 0 | 0 | 0 | 0 | 0 | 0 | 0 | 0 | 0 | 0 | 0 | 0 | 0 | 0 | 0 | 0 | 0 | 0 | 0 | 0 | 0 | 0 | 0 | 0 | 0 | 0 | 0 | 0 | 0 | 0 | 0 | 0 | 0 | 0 | 0 | 0 | 0 | 0 | 0 | 0 | 0 | 0 | 0 | 0 | 0 | 0 | 0 | 0 | 0 | 0 | 0 | 0 | 0 | 0 | 0 | 0 | 0 | 0 | 0 | 0 | 0 | 0 | 0 | 0 | 0 | 0 | 0 | 0 | 0 | 0 | 0 | 0 | 0 | 0 | 0 | 0 | 0 | 0 | 0 | 0 | 0 | 0 | 0 | 0 | 0 | 0 | 0 | 0 | 0 | 0 | 0 | 0 | 0 | 0 | 0 | 0 | 0 | 0 | 0 | 0 | 0 | 0 | 0 | 0 | 0 | 0 | 0 | 0 | 0 | 0 | 0 | 0 | 0 | 0 | 0 | 0 | 0 | 0 | 0 | 0 | 0 | 0 | 0 | 0 | 0 | 0 | 0 | 0 | 0 | 0 | 0 | 0 | 0 | 0 | 0 | 0 | 0 | 0 | 0 | 0 | 0 | 0 | 0 | 0 | 0 | 0 | 0 | 0 | 0 | 0 | 0 | 0 | 0 | 0 | 0 | 0 | 0 | 0 | 0 | 0 | 0 | 0 | 0 | 0 | 0 | 0 | 0 | 0 | 0 | 0 | 0 | 0 | 0 | 0 | 0 | 0 | 0 | 0 | 0 | 0 | 0 | 0 | 0 | 0 | 0 | 0 | 0 | 0 | 0 | 0 | 0 | 0 | 0 | 0 | 0 | 0 | 0 | 0 | 0 | 0 | 0 | 0 | 0 | 0 | 0 | 0 | 0 | 0 | 0 | 0 | 0 | 0 | 0 | 0 | 0 | 0 | 0 | 0 | 0 | 0 | 0 | 0 | 0 | 0 | 0 | 0 | 0 | 0 | 0 | 0 | 0 | 0 | 0 | 0 | 0 | 0 | 0 | 0 | 0 | 0 | 0 | 0 | 0 | 0 | 0 | 0 | 0 | 0 | 0 | 0 | 0 | 0 | 0 | 0 | 0 | 0 | 0 | 0 | 0 | 0 | 0 | 0 | 0 | 0 | 0 | 0 | 0 | 0 | 0 | 0 | 0 | 0 | 0 | 0 | 0 | 0 | 0 | 0 | 0 | 0 | 0 | 0 | 0 | 0 | 0 | 0 | 0 | 0 | 0 | 0 | 0 | 0 | 0 | 0 | 0 | 0 | 0 | 0 | 0 | 0 | 0 | 0 | 0 | 0 | 0 | 0 | 0 | 0 | 0 | 0 | 0 | 0 | 0 | 0 | 0 | 0 | 0 | 0 | 0 | 0 | 0 | 0 | 0 | 0 | 0 | 0 | 0 | 0 | 0 | 0 | 0 | 0 | 0 | 0 | 0 | 0 | 0 | 0 | 0 | 0 | 0 | 0 | 0 | 0 | 0 | 0 | 0 | 0 | 0 | 0 | 0 | 0 | 0 | 0 | 0 | 0 | 0 | 0 | 0 | 0 | 0 | 0 | 0 | 0 | 0 | 0 | 0 | 0 | 0 | 0 | 0 | 0 | 0 | 0 | 0 | 0 | 0 | 0 | 0 | 0 | 0 | 0 | 0 | 0 | 0 | 0 | 0 | 0 | 0 | 0 | 0 | 0 | 0 | 0 | 0 | 0 | 0 | 0 | 0 | 0 | 0 | 0 | 0 | 0 | 0 | 0 | 0 | 0 | 0 | 0 | 0 | 0 | 0 | 0 | 0 | 0 | 0 | 0 | 0 | 0 | 0 | 0 | 0 | 0 | 0 | 0 | 0 | 0 | 0 | 0 | 0 | 0 | 0 | 0 | 0 | 0 | 0 | 0 | 0 | 0 | 0 | 0 | 0 | 0 | 0 | 0 | 0 | 0 | 0 | 0 | 0 | 0 | 0 | 0 | 0 | 0 | 0 | 0 | 0 | 0 | 0 | 0 | 0 | 0 | 0 | 0 | 0 | 0 | 0 | 0 | 0 | 0 | 0 | 0 | 0 | 0 | 0 | 0 | 0 | 0 | 0 | 0 | 0 | 0 | 0 | 0 | 0 | 0 | 0 | 0 | 0 | 0 | 0 | 0 | 0 | 0 | 0 | 0 | 0 | 0 | 0 | 0 | 0 | 0 | 0 | 0 | 0 | 0 | 0 | 0 | 0 | 0 | 0 | 0 | 0 | 0 | 0 | 0 | 0 | 0 | 0 | 0 | 0 | 0 | 0 | 0 | 0 | 0 | 0 | 0 | 0 | 0 | 0 | 0 | 0 | 0 | 0 | 0 | 0 | 0 | 0 | 0 | 0 | 0 | 0 | 0 | 0 | 0 | 0 | 0 | 0 | 0 | 0 | 0 | 0 | 0 | 0 | 0 | 0 | 0 | 0 | 0 | 0 | 0 | 0 | 0 | 0 | 0 | 0 | 0 | 0 | 0 | 0 | 0 | 0 | 0 | 0 | 0 | 0 | 0 | 0 | 0 | 0 | 0 | 0 | 0 | 0 | 0 | 0 | 0 | 0 | 0 | 0 | 0 | 0 | 0 | 0 | 0 | 0 | 0 | 0 | 0 | 0 | 0 | 0 | 0 | 0 | 0 | 0 | 0 | 0 | 0 | 0 | 0 | 0 | 0 | 0 | 0 | 0 | 0 | 0 | 0 | 0 | 0 | 0 | 0 | 0 | 0 | 0 | 0 | 0 | 0 | 0 | 0 | 0 | 0 | 0 | 0 | 0 | 0 | 0 | 0 | 0 | 0 | 0 | 0 | 0 | 0 | 0 | 0 | 0 | 0 | 0 | 0 | 0 | 0 | 0 | 0 | 0 | 0 | 0 | 0 | 0 | 0 | 0 | 0 | 0 | 0 | 0 | 0 | 0 | 0 | 0 | 0 | 0 | 0 | 0 | 0 | 0 | 0 | 0 | 0 | 0 | 0 | 0 | 0 | 0 | 0 | 0 | 0 | 0 | 0 | 0 | 0 | 0 | 0 | 0 | 0 | 0 | 0 | 0 | 0 | 0 | 0 | 0 | 0 | 0 | 0 | 0 | 0 | 0 | 0 | 0 | 0 | 0 | 0 | 0 | 0 | 0 | 0 | 0 | 0 | 0 | 0 | 0 | 0 | 0 | 0 | 0 | 0 | 0 | 0 | 0 | 0 | 0 | 0 | 0 | 0 | 0 | 0 | 0 | 0 | 0 | 0 | 0 | 0 | 0 | 0 | 0 | 0 | 0 | 0 | 0 | 0 | 0 | 0 | 0 | 0 | 0 | 0 | 0 | 0 | 0 | 0 | 0 | 0 | 0 | 0 | 0 | 0 | 0 | 0 | 0 | 0 | 0 | 0 | 0 | 0 | 0 | 0 | 0 | 0 | 0 | 0 | 0 | 0 | 0 | 0 | 0 | 0 | 0 | 0 | 0 | 0 | 0 | 0 | 0 | 0 | 0 | 0 | 0 | 0 | 0 | 0 | 0 | 0 | 0 | 0 | 0 | 0 | 0 | 0 | 0 | 0 | 0 | 0 | 0 | 0 | 0 | 0 | 0 | 0 | 0 | 0 | 0 | 0 | 0 | 0 | 0 | 0 | 0 | 0 | 0 | 0 | 0 | 0 | 0 | 0 | 0 | 0 | 0 | 0 | 0 | 0 | 0 | 0 | 0 | 0 | 0 | 0 | 0 | 0 | 0 | 0 | 0 | 0 | 0 | 0 | 0 | 0 | 0 | 0 | 0 | 0 | 0 | 0 | 0 | 0 | 0 | 0 | 0 | 0 | 0 | 0 | 0 | 0 | 0 | 0 | 0 | 0 | 0 | 0 | 0 | 0 | 0 | 0 | 0 | 0 | 0 | 0 | 0 | 0 | 0 | 0 | 0 | 0 | 0 | 0 | 0 | 0 | 0 | 0 | 0 | 0 | 0 | 0 | 0 | 0 | 0 | 0 | 0 | 0 | 0 | 0 | 0 | 0 | 0 | 0 | 0 | 0 | 0 | 0 | 0 | 0 | 0 | 0 | 0 | 0 | 0 | 0 | 0 | 0 | 0 | 0 | 0 | 0 | 0 | 0 | 0 | 0 | 0 | 0 | 0 | 0 | 0 | 0 | 0 | 0 | 0 | 0 | 0 | 0 | 0 | 0 | 0 | 0 | 0 | 0 | 0 | 0 | 0 | 0 | 0 | 0 | 0 | 0 | 0 | 0 | 0 | 0 | 0 | 0 | 0 | 0 | 0 | 0 | 0 | 0 | 0 | 0 | 0 | 0 | 0 | 0 | 0 | 0 | 0 | 0 | 0 | 0 | 0 | 0 | 0 | 0 | 0 | 0 | 0 | 0 | 0 | 0 | 0 | 0 | 0 | 0 | 0 | 0 | 0 | 0 | 0 | 0 | 0 | 0 | 0 | 0 | 0 | 0 | 0 | 0 | 0 | 0 | 0 | 0 | 0 | 0 | 0 | 0 | 0 | 0 | 0 | 0 | 0 | 0 | 0 | 0 | 0 | 0 | 0 | 0 | 0 | 0 | 0 | 0 | 0 | 0 | 0 | 0 | 0 | 0 | 0 | 0 | 0 | 0 | 0 | 0 | 0 | 0 | 0 | 0 | 0 | 0 | 0 | 0 | 0 | 0 | 0 | 0 | 0 | 0 | 0 | 0 | 0 | 0 | 0 | 0 | 0 | 0 | 0 | 0 | 0 | 0 | 0 | 0 | 0 | 0 | 0 | 0 | 0 | 0 | 0 | 0 | 0 | 0 | 0 | 0 | 0 | 0 | 0 | 0 | 0 | 0 | 0 | 0 | 0 | 0 | 0 | 0 | 0 | 0 | 0 | 0 | 0 | 0 | 0 | 0 | 0 | 0 | 0 | 0 | 0 | 0 | 0 | 0 | 0 | 0 | 0 | 0 | 0 | 0 | 0 | 0 | 0 | 0 | 0 | 0 | 0 | 0 | 0 | 0 | 0 | 0 | 0 | 0 | 0 | 0 | 0 | 0 | 0 | 0 | 0 | 0 | 0 | 0 | 0 | 0 | 0 | 0 | 0 | 0 | 0 | 0 | 0 | 0 | 0 | 0 | 0 | 0 | 0 | 0 | 0 | 0 | 0 | 0 | 0 | 0 | 0 | 0 | 0 | 0 | 0 | 0 | 0 | 0 | 0 | 0 | 0 | 0 | 0 | 0 | 0 | 0 | 0 | 0 | 0 | 0 | 0 | 0 | 0 | 0 | 0 | 0 | 0 | 0 | 0 | 0 | 0 | 0 | 0 | 0 | 0 | 0 | 0 | 0 | 0 | 0 | 0 | 0 | 0 | 0 | 0 | 0 | 0 | 0 | 0 | 0 | 0 | 0 | 0 | 0 | 0 | 0 | 0 | 0 | 0 | 0 | 0 | 0 | 0 | 0 | 0 | 0 | 0 | 0 | 0 | 0 | 0 | 0 | 0 | 0 | 0 | 0 | 0 | 0 | 0 | 0 | 0 | 0 | 0 | 0 | 0 | 0 | 0 | 0 | 0 | 0 | 0 | 0 | 0 | 0 | 0 | 0 | 0 | 0 | 0 | 0 | 0 | 0 | 0 | 0 | 0 | 0 | 0 | 0 | 0 | 0 | 0 | 0 | 0 | 0 | 0 | 0 | 0 | 0 | 0 | 0 | 0 | 0 | 0 | 0 | 0 | 0 | 0 | 0 | 0 | 0 | 0 | 0 | 0 | 0 | 0 | 0 | 0 | 0 | 0 | 0 | 0 | 0 | 0 | 0 | 0 | 0 | 0 | 0 | 0 | 0 | 0 | 0 | 0 | 0 | 0 | 0 | 0 | 0 | 0 | 0 | 0 | 0 | 0 | 0 | 0 | 0 | 0 | 0 | 0 | 0 | 0 | 0 | 0 | 0 | 0 | 0 | 0 | 0 | 0 | 0 | 0 | 0 | 0 | 0 | 0 | 0 | 0 | 0 | 0 | 0 | 0 | 0 | 0 | 0 | 0 | 0 | 0 | 0 | 0 | 0 | 0 | 0 | 0 | 0 | 0 | 0 | 0 | 0 | 0 | 0 | 0 | 0 | 0 | 0 | 0 | 0 | 0 | 0 | 0 | 0 | 0 | 0 | 0 | 0 | 0 | 0 | 0 | 0 | 0 | 0 | 0 | 0 | 0 | 0 | 0 | 0 | 0 | 0 | 0 | 0 | 0 | 0 | 0 | 0 | 0 | 0 | 0 | 0 | 0 | 0 | 0 | 0 | 0 | 0 | 0 | 0 | 0 | 0 | 0 | 0 | 0 | 0 | 0 | 0 | 0 | 0 | 0 | 0 | 0 | 0 | 0 | 0 | 0 | 0 | 0 | 0 | 0 | 0 | 0 | 0 | 0 | 0 | 0 | 0 | 0 | 0 | 0 | 0 | 0 | 0 | 0 | 0 | 0 | 0 | 0 | 0 | 0 | 0 | 0 | 0 | 0 | 0 | 0 | 0 | 0 | 0 | 0 | 0 | 0 | 0 | 0 | 0 | 0 | 0 | 0 | 0 | 0 | 0 | 0 | 0 | 0 | 0 | 0 | 0 | 0 | 0 | 0 | 0 | 0 | 0 | 0 | 0 | 0 | 0 | 0 | 0 | 0 | 0 | 0 | 0 | 0 | 0 | 0 | 0 | 0 | 0 | 0 | 0 | 0 | 0 | 0 | 0 | 0 | 0 | 0 | 0 | 0 | 0 | 0 | 0 | 0 | 0 | 0 | 0 | 0 | 0 | 0 | 0 | 0 | 0 | 0 | 0 | 0 | 0 | 0 | 0 | 0 | 0 | 0 | 0 | 0 | 0 | 0 | 0 | 0 | 0 | 0 | 0 | 0 | 0 | 0 | 0 | 0 | 0 | 0 | 0 | 0 | 0 | 0 | 0 | 0 | 0 | 0 | 0 | 0 | 0 | 0 | 0 | 0 | 0 | 0 | 0 | 0 | 0 | 0 | 0 | 0 | 0 | 0 | 0 | 0 | 0 | 0 | 0 | 0 | 0 | 0 | 0 | 0 | 0 | 0 | 0 | 0 | 0 | 0 | 0 | 0 | 0 | 0 | 0 | 0 | 0 | 0 | 0 | 0 | 0 | 0 | 0 | 0 | 0 | 0 | 0 | 0 | 0 | 0 | 0 | 0 | 0 | 0 | 0 | 0 | 0 | 0 | 0 | 0 | 0 | 0 | 0 | 0 | 0 | 0 | 0 | 0 | 0 | 0 | 0 | 0 | 0 | 0 | 0 | 0 | 0 | 0 | 0 | 0 | 0 | 0 | 0 | 0 | 0 | 0 | 0 | 0 | 0 | 0 | 0 | 0 | 0 | 0 | 0 | 0 | 0 | 0 | 0 | 0 | 0 | 0 | 0 | 0 | 0 | 0 | 0 | 0 | 0 | 0 | 0 | 0 | 0 | 0 | 0 | 0 | 0 | 0 | 0 | 0 | 0 | 0 | 0 | 0 | 0 | 0 | 0 | 0 | 0 | 0 | 0 | 0 | 0 | 0 | 0 | 0 | 0 | 0 | 0 | 0 | 0 | 0 | 0 | 0 | 0 | 0 | 0 | 0 | 0 | 0 | 0 | 0 | 0 | 0 | 0 | 0 | 0 | 0 | 0 | 0 | 0 | 0 | 0 | 0 | 0 | 0 | 0 | 0 | 0 | 0 | 0 | 0 | 0 | 0 | 0 | 0 | 0 | 0 | 0 | 0 | 0 | 0 | 0 | 0 | 0 | 0 | 0 | 0 | 0 | 0 | 0 | 0 | 0 | 0 | 0 | 0 | 0 | 0 | 0 | 0 | 0 | 0 | 0 | 0 | 0 | 0 | 0 | 0 | 0 | 0 | 0 | 0 | 0 | 0 | 0 | 0 | 0 | 0 | 0 | 0 | 0 | 0 | 0 | 0 | 0 | 0 | 0 | 0 | 0 | 0 | 0 | 0 | 0 | 0 | 0 | 0 | 0 | 0 | 0 | 0 | 0 | 0 | 0 | 0 | 0 | 0 | 0 | 0 | 0 | 0 | 0 | 0 | 0 | 0 | 0 | 0 | 0 | 0 | 0 | 0 | 0 | 0 | 0 | 0 | 0 | 0 | 0 | 0 | 0 | 0 | 0 | 0 | 0 | 0 | 0 | 0 | 0 | 0 | 0 | 0 | 0 | 0 | 0 | 0 | 0 | 0 | 0 | 0 | 0 | 0 | 0 | 0 | 0 | 0 | 0 | 0 | 0 | 0 | 0 | 0 | 0 | 0 | 0 | 0 | 0 | 0 | 0 | 0 | 0 | 0 | 0 | 0 | 0 | 0 | 0 | 0 | 0 | 0 | 0 | 0 | 0 | 0 | 0 | 0 | 0 | 0 | 0 | 0 | 0 | 0 | 0 | 0 | 0 | 0 | 0 | 0 | 0 | 0 | 0 | 0 | 0 | 0 | 0 | 0 | 0 | 0 | 0 | 0 | 0 | 0 | 0 | 0 | 0 | 0 | 0 | 0 | 0 | 0 | 0 | 0 | 0 | 0 | 0 | 0 | 0 | 0 | 0 | 0 | 0 | 0 | 0 | 0 | 0 | 0 | 0 | 0 | 0 | 0 | 0 | 0 | 0 | 0 | 0 | 0 | 0 | 0 | 0 | 0 | 0 | 0 | 0 | 0 | 0 | 0 | 0 | 0 | 0 | 0 | 0 | 0 | 0 | 0 | 0 | 0 | 0 | 0 | 0 | 0 | 0 | 0 | 0 | 0 | 0 | 0 | 0 | 0 | 0 | 0 | 0 | 0 | 0 | 0 | 0 | 0 | 0 | 0 | 0 | 0 | 0 | 0 | 0 | 0 | 0 | 0 | 0 | 0 | 0 | 0 | 0 | 0 | 0 | 0 | 0 | 0 | 0 | 0 | 0 | 0 | 0 | 0 | 0 | 0 | 0 | 0 | 0 | 0 | 0 | 0 | 0 | 0 | 0 | 0 | 0 | 0 | 0 | 0 | 0 | 0 | 0 | 0 | 0 | 0 | 0 | 0 | 0 | 0 | 0 | 0 | 0 | 0 | 0 | 0 | 0 | 0 | 0 | 0 | 0 | 0 | 0 | 0 | 0 | 0 | 0 | 0 | 0 | 0 | 0 | 0 | 0 | 0 | 0 | 0 | 0 | 0 | 0 | 0 | 0 | 0 | 0 | 0 | 0 | 0 | 0 | 0 | 0 | 0 | 0 | 0 | 0 | 0 | 0 | 0 | 0 | 0 | 0 | 0 | 0 | 0 | 0 | 0 | 0 | 0 | 0 | 0 | 0 | 0 | 0 | 0 | 0 | 0 | 0 | 0 | 0 | 0 | 0 | 0 | 0 | 0 | 0 | 0 | 0 | 0 | 0 | 0 | 0 | 0 | 0 | 0 | 0 | 0 | 0 | 0 | 0 | 0 | 0 | 0 | 0 | 0 | 0 | 0 | 0 | 0 | 0 | 0 | 0 | 0 | 0 | 0 | 0 | 0 | 0 | 0 | 0 | 0 | 0 | 0 | 0 | 0 | 0 | 0 | 0 | 0 | 0 | 0 | 0 | 0 | 0 | 0 | 0 | 0 | 0 | 0 | 0 | 0 | 0 | 0 | 0 | 0 | 0 | 0 | 0 | 0 | 0 | 0 | 0 | 0 | 0 | 0 | 0 | 0 | 0 | 0 | 0 | 0 | 0 | 0 | 0 | 0 | 0 | 0 | 0 | 0 | 0 | 0 | 0 | 0 | 0 | 0 | 0 | 0 | 0 | 0 | 0 | 0 | 0 | 0 | 0 | 0 | 0 | 0 | 0 | 0 | 0 | 0 | 0 | 0 | 0 | 0 | 0 | 0 | 0 | 0 | 0 | 0 | 0 | 0 | 0 | 0 | 0 | 0 | 0 | 0 | 0 | 0 | 0 | 0 | 0 | 0 | 0 | 0 | 0 | 0 | 0 | 0 | 0 | 0 | 0 | 0 | 0 | 0 | 0 | 0 | 0 | 0 | 0 | 0 | 0 | 0 | 0 | 0 | 0 | 0 | 0 | 0 | 0 | 0 | 0 | 0 | 0 | 0 | 0 | 0 | 0 | 0 | 0 | 0 | 0 | 0 | 0 | 0 | 0 | 0 | 0 | 0 | 0 | 0 | 0 | 0 | 0 | 0 | 0 | 0 | 0 | 0 | 0 | 0 | 0 | 0 | 0 | 0 | 0 | 0 | 0 | 0 | 0 | 0 | 0 | 0 | 0 | 0 | 0 | 0 | 0 | 0 | 0 | 0 | 0 | 0 | 0 | 0 | 0 | 0 | 0 | 0 | 0 | 0 | 0 | 0 | 0 | 0 | 0 | 0 | 0 | 0 | 0 | 0 | 0 | 0 | 0 | 0 | 0 | 0 | 0 | 0 | 0 | 0 | 0 | 0 | 0 | 0 | 0 | 0 | 0 | 0 | 0 | 0 | 0 | 0 | 0 | 0 | 0 | 0 | 0 | 0 | 0 | 0 | 0 | 0 | 0 | 0 | 0 | 0 | 0 | 0 | 0 | 0 | 0 | 0 | 0 | 0 | 0 | 0 | 0 | 0 | 0 | 0 | 0 | 0 | 0 | 0 | 0 | 0 | 0 | 0 | 0 | 0 | 0 | 0 | 0 | 0 | 0 | 0 | 0 | 0 | 0 | 0 | 0 | 0 | 0 | 0 | 0 | 0 | 0 | 0 | 0 | 0 | 0 | 0 | 0 | 0 | 0 | 0 | 0 | 0 | 0 | 0 | 0 | 0 | 0 | 0 | 0 | 0 | 0 | 0 | 0 | 0 | 0 | 0 | 0 | 0 | 0 | 0 | 0 | 0 | 0 | 0 | 0 | 0 | 0 | 0 | 0 | 0 | 0 | 0 | 0 | 0 | 0 | 0 | 0 | 0 | 0 | 0 | 0 | 0 | 0 | 0 | 0 | 0 | 0 | 0 | 0 | 0 | 0 | 0 | 0 | 0 | 0 | 0 | 0 | 0 | 0 | 0 | 0 | 0 | 0 | 0 | 0 | 0 | 0 | 0 | 0 | 0 | 0 | 0 | 0 | 0 | 0 | 0 | 0 | 0 | 0 | 0 | 0 | 0 | 0 | 0 | 0 | 0 | 0 | 0 | 0 | 0 | 0 | 0 | 0 | 0 | 0 | 0 | 0 | 0 | 0 | 0 | 0 | 0 | 0 | 0 | 0 | 0 | 0 | 0 | 0 | 0 | 0 | 0 | 0 | 0 | 0 | 0 | 0 | 0 | 0 | 0 | 0 | 0 | 0 | 0 | 0 | 0 | 0 | 0 | 0 | 0 | 0 | 0 | 0 | 0 | 0 | 0 | 0 | 0 | 0 | 0 | 0 | 0 | 0 | 0 | 0 | 0 | 0 | 0 | 0 | 0 | 0 | 0 | 0 | 0 | 0 | 0 | 0 | 0 | 0 | 0 | 0 | 0 | 0 | 0 | 0 | 0 | 0 | 0 | 0 | 0 | 0 | 0 | 0 | 0 | 0 | 0 | 0 | 0 | 0 | 0 | 0 | 0 | 0 | 0 | 0 | 0 | 0 | 0 | 0 | 0 | 0 | 0 | 0 | 0 | 0 | 0 | 0 | 0 | 0 | 0 | 0 | 0 | 0 | 0 | 0 | 0 | 0 | 0 | 0 | 0 | 0 | 0 | 0 | 0 | 0 | 0 | 0 | 0 | 0 | 0 | 0 | 0 | 0 | 0 | 0 | 0 | 0 | 0 | 0 | 0 | 0 | 0 | 0 | 0 | 0 | 0 | 0 | 0 | 0 | 0 | 0 | 0 | 0 | 0 | 0 | 0 | 0 | 0 | 0 | 0 | 0 | 0 | 0 | 0 | 0 | 0 | 0 | 0 | 0 | 0 | 0 | 0 | 0 | 0 | 0 | 0 | 0 | 0 | 0 | 0 | 0 | 0 | 0 | 0 | 0 | 0 | 0 | 0 | 0 | 0 | 0 | 0 | 0 | 0 | 0 | 0 | 0 | 0 | 0 | 0 | 0 | 0 | 0 | 0 | 0 | 0 | 0 | 0 | 0 | 0 | 0 | 0 | 0 | 0 | 0 | 0 | 0 | 0 | 0 | 0 | 0 | 0 | 0 | 0 | 0 | 0 | 0 | 0 | 0 | 0 | 0 | 0 | 0 | 0 | 0 | 0 | 0 | 0 | 0 | 0 | 0 | 0 | 0 | 0 | 0 | 0 | 0 | 0 | 0 | 0 | 0 | 0 | 0 | 0 | 0 | 0 | 0 | 0 | 0 | 0 | 0 | 0 | 0 | 0 | 0 | 0 | 0 | 0 | 0 | 0 | 0 | 0 | 0 | 0 | 0 | 0 | 0 | 0 | 0 | 0 | 0 | 0 | 0 | 0 | 0 | 0 | 0 | 0 | 0 | 0 | 0 | 0 | 0 | 0 | 0 | 0 | 0 | 0 | 0 | 0 | 0 | 0 | 0 | 0 | 0 | 0 | 0 | 0 | 0 | 0 | 0 | 0 | 0 | 0 | 0 | 0 | 0 | 0 | 0 | 0 | 0 | 0 | 0 | 0 | 0 | 0 | 0 | 0 | 0 | 0 | 0 | 0 | 0 | 0 | 0 | 0 | 0 | 0 | 0 | 0 | 0 | 0 | 0 | 0 | 0 | 0 | 0 | 0 | 0 | 0 | 0 | 0 | 0 | 0 | 0 | 0 | 0 | 0 | 0 | 0 | 0 | 0 | 0 | 0 | 0 | 0 | 0 | 0 | 0 | 0 | 0 | 0 | 0 | 0 | 0 | 0 | 0 | 0 | 0 | 0 | 0 | 0 | 0 | 0 | 0 | 0 | 0 | 0 | 0 | 0 | 0 | 0 | 0 | 0 | 0 | 0 | 0 | 0 | 0 | 0 | 0 | 0 | 0 | 0 | 0 | 0 | 0 | 0 | 0 | 0 | 0 | 0 | 0 | 0 | 0 | 0 | 0 | 0 | 0 | 0 | 0 | 0 | 0 | 0 | 0 | 0 | 0 | 0 | 0 | 0 | 0 | 0 | 0 | 0 | 0 | 0 | 0 | 0 | 0 | 0 | 0 | 0 | 0 | 0 | 0 | 0 | 0 | 0 | 0 | 0 | 0 | 0 | 0 | 0 | 0 | 0 | 0 | 0 | 0 | 0 | 0 | 0 | 0 | 0 | 0 | 0 | 0 | 0 | 0 | 0 | 0 | 0 | 0 | 0 | 0 | 0 | 0 | 0 | 0 | 0 | 0 | 0 | 0 | 0 | 0 | 0 | 0 | 0 | 0 | 0 | 0 | 0 | 0 | 0 | 0 | 0 | 0 | 0 | 0 | 0 | 0 | 0 | 0 | 0 | 0 | 0 | 0 | 0 | 0 | 0 | 0 | 0 | 0 | 0 | 0 | 0 | 0 | 0 | 0 | 0 | 0 | 0 | 0 | 0 | 0 | 0 | 0 | 0 | 0 | 0 | 0 | 0 | 0 | 0 | 0 | 0 | 0 | 0 | 0 | 0 | 0 | 0 | 0 | 0 | 0 | 0 | 0 | 0 | 0 | 0 | 0 | 0 | 0 | 0 | 0 | 0 | 0 | 0 | 0 | 0 | 0 | 0 | 0 | 0 | 0 | 0 | 0 | 0 | 0 | 0 | 0 | 0 | 0 | 0 | 0 | 0 | 0 | 0 | 0 | 0 | 0 | 0 | 0 | 0 | 0 | 0 | 0 | 0 | 0 | 0 | 0 | 0 | 0 | 0 | 0 | 0 | 0 | 0 | 0 | 0 | 0 | 0 | 0 | 0 | 0 | 0 | 0 | 0 | 0 | 0 | 0 | 0 | 0 | 0 | 0 | 0 | 0 | 0 | 0 | 0 | 0 | 0 | 0 | 0 | 0 | 0 | 0 | 0 | 0 | 0 | 0 | 0 | 0 | 0 | 0 | 0 | 0 | 0 | 0 | 0 | 0 | 0 | 0 | 0 | 0 | 0 | 0 | 0 | 0 | 0 | 0 | 0 | 0 | 0 | 0 | 0 | 0 | 0 | 0 | 0 | 0 | 0 | 0 | 0 | 0 | 0 | 0 | 0 | 0 | 0 | 0 | 0 | 0 | 0 | 0 | 0 | 0 | 0 | 0 | 0 | 0 | 0 | 0 | 0 | 0 | 0 | 0 | 0 | 0 | 0 | 0 | 0 | 0 | 0 | 0 | 0 | 0 | 0 | 0 | 0 | 0 | 0 | 0 | 0 | 0 | 0 | 0 | 0 | 0 | 0 | 0 | 0 | 0 | 0 | 0 | 0 | 0 | 0 | 0 | 0 | 0 | 0 | 0 | 0 | 0 | 0 | 0 | 0 | 0 | 0 | 0 | 0 | 0 | 0 | 0 | 0 | 0 | 0 | 0 | 0 | 0 | 0 | 0 | 0 | 0 | 0 | 0 | 0 | 0 | 0 | 0 | 0 | 0 | 0 | 0 | 0 | 0 | 0 | 0 | 0 | 0 | 0 | 0 | 0 | 0 | 0 | 0 | 0 | 0 | 0 | 0 | 0 | 0 | 0 | 0 | 0 | 0 | 0 | 0 | 0 | 0 | 0 | 0 | 0 | 0 | 0 | 0 | 0 | 0 | 0 | 0 | 0 | 0 | 0 | 0 | 0 | 0 | 0 | 0 | 0 | 0 | 0 | 0 | 0 | 0 | 0 | 0 | 0 | 0 | 0 | 0 | 0 | 0 | 0 | 0 | 0 | 0 | 0 | 0 | 0 | 0 | 0 | 0 | 0 | 0 | 0 | 0 | 0 | 0 | 0 | 0 | 0 | 0 | 0 | 0 | 0 | 0 | 0 | 0 | 0 | 0 | 0 | 0 | 0 | 0 | 0 | 0 | 0 | 0 | 0 | 0 | 0 | 0 | 0 | 0 | 0 | 0 | 0 | 0 | 0 | 0 | 0 | 0 | 0 | 0 | 0 | 0 | 0 | 0 | 0 | 0 | 0 | 0 | 0 | 0 | 0 | 0 | 0 | 0 | 0 | 0 | 0 | 0 | 0 | 0 | 0 | 0 | 0 | 0 | 0 | 0 | 0 | 0 | 0 | 0 | 0 | 0 | 0 | 0 | 0 | 0 | 0 | 0 | 0 | 0 | 0 | 0 | 0 | 0 | 0 | 0 | 0 | 0 | 0 | 0 | 0 | 0 | 0 | 0 | 0 | 0 | 0 | 0 | 0 | 0 | 0 | 0 | 0 | 0 | 0 | 0 | 0 | 0 | 0 | 0 | 0 | 0 | 0 | 0 | 0 | 0 | 0 | 0 | 0 | 0 | 0 | 0 | 0 | 0 | 0 | 0 | 0 | 0 | 0 | 0 | 0 | 0 | 0 | 0 | 0 | 0 | 0 | 0 | 0 | 0 | 0 | 0 | 0 | 0 | 0 | 0 | 0 | 0 | 0 | 0 | 0 | 0 | 0 | 0 | 0 | 0 | 0 | 0 | 0 | 0 | 0 | 0 | 0 | 0 | 0 | 0 | 0 | 0 | 0 | 0 | 0 | 0 | 0 | 0 | 0 | 0 | 0 | 0 | 0 | 0 | 0 | 0 | 0 | 0 | 0 | 0 | 0 | 0 | 0 | 0 | 0 | 0 | 0 | 0 | 0 | 0 | 0 | 0 | 0 | 0 | 0 | 0 | 0 | 0 | 0 | 0 | 0 | 0 | 0 | 0 | 0 | 0 | 0 | 0 | 0 | 0 | 0 | 0 | 0 | 0 | 0 | 0 | 0 | 0 | 0 | 0 | 0 | 0 | 0 | 0 | 0 | 0 | 0 | 0 | 0 | 0 | 0 | 0 | 0 | 0 | 0 | 0 | 0 | 0 | 0 | 0 | 0 | 0 | 0 | 0 | 0 | 0 | 0 | 0 | 0 | 0 | 0 | 0 | 0 | 0 | 0 | 0 | 0 | 0 | 0 | 0 | 0 | 0 | 0 | 0 | 0 | 0 | 0 | 0 | 0 | 0 | 0 | 0 | 0 | 0 | 0 | 0 | 0 | 0 | 0 | 0 | 0 | 0 | 0 | 0 | 0 | 0 | 0 | 0 | 0 | 0 | 0 | 0 | 0 | 0 | 0 | 0 | 0 | 0 | 0 | 0 | 0 | 0 | 0 | 0 | 0 | 0 | 0 | 0 | 0 | 0 | 0 | 0 | 0 | 0 | 0 | 0 | 0 | 0 | 0 | 0 | 0 | 0 | 0 | 0 | 0 | 0 | 0 | 0 | 0 | 0 | 0 | 0 | 0 | 0 | 0 | 0 | 0 | 0 | 0 | 0 | 0 | 0 | 0 | 0 | 0 | 0 | 0 | 0 | 0 | 0 | 0 | 0 | 0 | 0 | 0 | 0 | 0 | 0 | 0 | 0 | 0 | 0 | 0 | 0 | 0 | 0 | 0 | 0 | 0 | 0 | 0 | 0 | 0 | 0 | 0 | 0 | 0 | 0 | 0 | 0 | 0 | 0 | 0 | 0 | 0 | 0 | 0 | 0 | 0 | 0 | 0 | 0 | 0 | 0 | 0 | 0 | 0 | 0 | 0 | 0 | 0 | 0 | 0 | 0 | 0 | 0 | 0 | 0 | 0 | 0 | 0 | 0 | 0 | 0 | 0 | 0 | 0 | 0 | 0 | 0 | 0 | 0 | 0 | 0 | 0 | 0 | 0 | 0 | 0 | 0 | 0 | 0 | 0 | 0 | 0 | 0 | 0 | 0 | 0 | 0 | 0 | 0 | 0 | 0 | 0 | 0 | 0 | 0 | 0 | 0 | 0 | 0 | 0 | 0 | 0 | 0 | 0 | 0 | 0 | 0 | 0 | 0 | 0 | 0 | 0 | 0 | 0 | 0 | 0 | 0 | 0 | 0 | 0 | 0 | 0 | 0 | 0 | 0 | 0 | 0 | 0 | 0 | 0 | 0 | 0 | 0 | 0 | 0 | 0 | 0 | 0 | 0 | 0 | 0 | 0 | 0 | 0 | 0 | 0 | 0 | 0 | 0 | 0 | 0 | 0 | 0 | 0 | 0 | 0 | 0 | 0 | 0 | 0 | 0 | 0 | 0 | 0 | 0 | 0 | 0 | 0 | 0 | 0 | 0 | 0 | 0 | 0 | 0 | 0 | 0 | 0 | 0 | 0 | 0 | 0 | 0 | 0 | 0 | 0 | 0 | 0 | 0 | 0 | 0 | 0 | 0 | 0 | 0 | 0 | 0 | 0 | 0 | 0 | 0 | 0 | 0 | 0 | 0 | 0 | 0 | 0 | 0 | 0 | 0 | 0 | 0 | 0 | 0 | 0 | 0 | 0 | 0 | 0 | 0 | 0 | 0 | 0 | 0 | 0 | 0 | 0 | 0 | 0 | 0 | 0 | 0 | 0 | 0 | 0 | 0 | 0 | 0 | 0 | 0 | 0 | 0 | 0 | 0 | 0 | 0 | 0 | 0 | 0 | 0 | 0 | 0 | 0 | 0 | 0 | 0 | 0 | 0 | 0 | 0 | 0 | 0 | 0 | 0 | 0 | 0 | 0 | 0 | 0 | 0 | 0 | 0 | 0 | 0 | 0 | 0 | 0 | 0 | 0 | 0 | 0 | 0 | 0 | 0 | 0 | 0 | 0 | 0 | 0 | 0 | 0 | 0 | 0 | 0 | 0 | 0 | 0 | 0 | 0 | 0 | 0 | 0 | 0 | 0 | 0 | 0 | 0 | 0 | 0 | 0 | 0 | 0 | 0 | 0 | 0 | 0 | 0 | 0 | 0 | 0 | 0 | 0 | 0 | 0 | 0 | 0 | 0 | 0 | 0 | 0 | 0 | 0 | 0 | 0 | 0 | 0 | 0 | 0 | 0 | 0 | 0 | 0 | 0 | 0 | 0 | 0 | 0 | 0 | 0 | 0 | 0 | 0 | 0 | 0 | 0 | 0 | 0 | 0 | 0 | 0 | 0 | 0 | 0 | 0 | 0 | 0 | 0 | 0 | 0 | 0 | 0 | 0 | 0 | 0 | 0 | 0 | 0 | 0 | 0 | 0 | 0 | 0 | 0 | 0 | 0 | 0 | 0 | 0 | 0 | 0 | 0 | 0 | 0 | 0 | 0 | 0 | 0 | 0 | 0 | 0 | 0 | 0 | 0 | 0 | 0 | 0 | 0 | 0 | 0 | 0 | 0 | 0 | 0 | 0 | 0 | 0 | 0 | 0 | 0 | 0 | 0 | 0 | 0 | 0 | 0 | 0 | 0 | 0 | 0 | 0 | 0 | 0 | 0 | 0 | 0 | 0 | 0 | 0 | 0 | 0 | 0 | 0 | 0 | 0 | 0 | 0 | 0 | 0 | 0 | 0 | 0 | 0 | 0 | 0 | 0 | 0 | 0 | 0 | 0 | 0 | 0 | 0 | 0 | 0 | 0 | 0 | 0 | 0 | 0 | 0 | 0 | 0 | 0 | 0 | 0 | 0 | 0 | 0 | 0 | 0 | 0 | 0 | 0 | 0 | 0 | 0 | 0 | 0 | 0 | 0 | 0 | 0 | 0 | 0 | 0 | 0 | 0 | 0 | 0 | 0 | 0 | 0 | 0 | 0 | 0 | 0 | 0 | 0 | 0 | 0 | 0 | 0 | 0 | 0 | 0 | 0 | 0 | 0 | 0 | 0 | 0 | 0 | 0 | 0 | 0 | 0 | 0 | 0 | 0 | 0 | 0 | 0 | 0 | 0 | 0 | 0 | 0 | 0 | 0 | 0 | 0 | 0 | 0 | 0 | 0 | 0 | 0 | 0 | 0 | 0 | 0 | 0 | 0 | 0 | 0 | 0 | 0 | 0 | 0 | 0 | 0 | 0 | 0 | 0 | 0 | 0 | 0 | 0 | 0 | 0 | 0 | 0 | 0 | 0 | 0 | 0 | 0 | 0 | 0 | 0 | 0 | 0 | 0 | 0 | 0 | 0 | 0 | 0 | 0 | 0 | 0 | 0 | 0 | 0 | 0 | 0 | 0 | 0 | 0 | 0 | 0 | 0 | 0 | 0 | 0 | 0 | 0 | 0 | 0 | 0 | 0 | 0 | 0 | 0 | 0 | 0 | 0 | 0 | 0 | 0 | 0 | 0 | 0 | 0 | 0 | 0 | 0 | 0 | 0 | 0 | 0 | 0 | 0 | 0 | 0 | 0 | 0 | 0 | 0 | 0 | 0 | 0 | 0 | 0 | 0 | 0 | 0 | 0 | 0 | 0 | 0 | 0 | 0 | 0 | 0 | 0 | 0 | 0 | 0 | 0 | 0 | 0 | 0 | 0 | 0 | 0 | 0 | 0 | 0 | 0 | 0 | 0 | 0 | 0 | 0 | 0 | 0 | 0 | 0 | 0 | 0 | 0 | 0 | 0 | 0 | 0 | 0 | 0 | 0 | 0 | 0 | 0 | 0 | 0 | 0 | 0 | 0 | 0 | 0 | 0 | 0 | 0 | 0 | 0 | 0 | 0 | 0 | 0 | 0 | 0 | 0 | 0 | 0 | 0 | 0 | 0 | 0 | 0 | 0 | 0 | 0 | 0 | 0 | 0 | 0 | 0 | 0 | 0 | 0 | 0 | 0 | 0 | 0 | 0 | 0 | 0 | 0 | 0 | 0 | 0 | 0 | 0 | 0 | 0 | 0 | 0 | 0 | 0 | 0 | 0 | 0 | 0 | 0 | 0 | 0 | 0 | 0 | 0 | 0 | 0 | 0 | 0 | 0 | 0 | 0 | 0 | 0 | 0 | 0 | 0 | 0 | 0 | 0 | 0 | 0 | 0 | 0 | 0 | 0 | 0 | 0 | 0 | 0 | 0 | 0 | 0 | 0 | 0 | 0 | 0 | 0 | 0 | 0 | 0 | 0 | 0 | 0 | 0 | 0 | 0 | 0 | 0 | 0 | 0 | 0 | 0 | 0 | 0 | 0 | 0 | 0 | 0 | 0 | 0 | 0 | 0 | 0 | 0 | 0 | 0 | 0 | 0 | 0 | 0 | 0 | 0 | 0 | 0 | 0 | 0 | 0 | 0 | 0 | 0 | 0 | 0 | 0 | 0 | 0 | 0 | 0 | 0 | 0 | 0 | 0 | 0 | 0 | 0 | 0 | 0 | 0 | 0 | 0 | 0 | 0 | 0 | 0 | 0 | 0 | 0 | 0 | 0 | 0 | 0 | 0 | 0 | 0 | 0 | 0 | 0 | 0 | 0 | 0 | 0 | 0 | 0 | 0 | 0 | 0 | 0 | 0 | 0 | 0 | 0 | 0 | 0 | 0 | 0 | 0 | 0 | 0 | 0 | 0 | 0 | 0 | 0 | 0 | 0 | 0 | 0 | 0 | 0 | 0 | 0 | 0 | 0 | 0 | 0 | 0 | 0 | 0 | 0 | 0 | 0 | 0 | 0 | 0 | 0 | 0 | 0 | 0 | 0 | 0 | 0 | 0 | 0 | 0 | 0 | 0 | 0 | 0 | 0 | 0 | 0 | 0 | 0 | 0 | 0 | 0 | 0 | 0 | 0 | 0 | 0 | 0 | 0 | 0 | 0 | 0 | 0 | 0 | 0 | 0 | 0 | 0 | 0 | 0 | 0 | 0 | 0 | 0 | 0 | 0 | 0 | 0 | 0 | 0 | 0 | 0 | 0 | 0 | 0 | 0 | 0 | 0 | 0 | 0 | 0 | 0 | 0 | 0 | 0 | 0 | 0 | 0 | 0 | 0 | 0 | 0 | 0 | 0 | 0 | 0 | 0 | 0 | 0 | 0 | 0 | 0 | 0 | 0 | 0 | 0 | 0 | 0 | 0 | 0 | 0 | 0 | 0 | 0 | 0 | 0 | 0 | 0 | 0 | 0 | 0 | 0 | 0 | 0 | 0 | 0 | 0 | 0 | 0 | 0 | 0 | 0 | 0 | 0 | 0 | 0 | 0 | 0 | 0 | 0 | 0 | 0 | 0 | 0 | 0 | 0 | 0 | 0 | 0 | 0 | 0 | 0 | 0 | 0 | 0 | 0 | 0 | 0 | 0 | 0 | 0 | 0 | 0 | 0 | 0 | 0 | 0 | 0 | 0 | 0 | 0 | 0 | 0 | 0 | 0 | 0 | 0 | 0 | 0 | 0 | 0 | 0 | 0 | 0 | 0 | 0 | 0 | 0 | 0 | 0 | 0 | 0 | 0 | 0 | 0 | 0 | 0 | 0 | 0 | 0 | 0 | 0 | 0 | 0 | 0 | 0 | 0 | 0 | 0 | 0 | 0 | 0 | 0 | 0 | 0 | 0 | 0 | 0 | 0 | 0 | 0 | 0 | 0 | 0 | 0 | 0 | 0 | 0 | 0 | 0 | 0 | 0 | 0 | 0 | 0 | 0 | 0 | 0 | 0 | 0 | 0 | 0 | 0 | 0 | 0 | 0 | 0 | 0 | 0 | 0 | 0 | 0 | 0 | 0 | 0 | 0 | 0 | 0 | 0 | 0 | 0 | 0 | 0 | 0 | 0 | 0 | 0 | 0 | 0 | 0 | 0 | 0 | 0 | 0 | 0 | 0 | 0 | 0 | 0 | 0 | 0 | 0 | 0 | 0 | 0 | 0 | 0 | 0 | 0 | 0 | 0 | 0 | 0 | 0 | 0 | 0 | 0 | 0 | 0 | 0 | 0 | 0 | 0 | 0 | 0 | 0 | 0 | 0 | 0 | 0 | 0 | 0 | 0 | 0 | 0 | 0 | 0 | 0 | 0 | 0 | 0 | 0 | 0 | 0 | 0 | 0 | 0 | 0 | 0 | 0 | 0 | 0 | 0 | 0 | 0 | 0 | 0 | 0 | 0 | 0 | 0 | 0 | 0 | 0 | 0 | 0 | 0 | 0 | 0 | 0 | 0 | 0 | 0 | 0 | 0 | 0 | 0 | 0 | 0 | 0 | 0 | 0 | 0 | 0 | 0 | 0 | 0 | 0 | 0 | 0 | 0 | 0 | 0 | 0 | 0 | 0 | 0 | 0 | 0 | 0 | 0 | 0 | 0 | 0 | 0 | 0 | 0 | 0 | 0 | 0 | 0 | 0 | 0 | 0 | 0 | 0 | 0 | 0 | 0 | 0 | 0 | 0 | 0 | 0 | 0 | 0 | 0 | 0 | 0 | 0 | 0 | 0 | 0 | 0 | 0 | 0 | 0 | 0 | 0 | 0 | 0 | 0 | 0 | 0 | 0 | 0 | 0 | 0 | 0 | 0 | 0 | 0 | 0 | 0 | 0 | 0 | 0 | 0 | 0 | 0 | 0 | 0 | 0 | 0 | 0 | 0 | 0 | 0 | 0 | 0 | 0 | 0 | 0 | 0 | 0 | 0 | 0 | 0 | 0 | 0 | 0 | 0 | 0 | 0 | 0 | 0 | 0 | 0 | 0 | 0 | 0 | 0 | 0 | 0 | 0 | 0 | 0 | 0 | 0 | 0 | 0 | 0 | 0 | 0 | 0 | 0 | 0 | 0 | 0 | 0 | 0 | 0 | 0 | 0 | 0 | 0 | 0 | 0 | 0 | 0 | 0 | 0 | 0 | 0 | 0 | 0 | 0 | 0 | 0 | 0 | 0 | 0 | 0 | 0 | 0 | 0 | 0 | 0 | 0 | 0 | 0 | 0 | 0 | 0 | 0 | 0 | 0 | 0 | 0 | 0 | 0 | 0 | 0 | 0 | 0 | 0 | 0 | 0 | 0 | 0 | 0 | 0 | 0 | 0 | 0 | 0 | 0 | 0 | 0 | 0 | 0 | 0 | 0 | 0 | 0 | 0 | 0 | 0 | 0 | 0 | 0 | 0 | 0 | 0 | 0 | 0 | 0 | 0 | 0 | 0 | 0 | 0 | 0 | 0 | 0 | 0 | 0 | 0 | 0 | 0 | 0 | 0 | 0 | 0 | 0 | 0 | 0 | 0 | 0 | 0 | 0 | 0 | 0 | 0 | 0 | 0 | 0 | 0 | 0 | 0 | 0 | 0 | 0 | 0 | 0 | 0 | 0 | 0 | 0 | 0 | 0 | 0 | 0 | 0 | 0 | 0 | 0 | 0 | 0 | 0 | 0 | 0 | 0 | 0 | 0 | 0 | 0 | 0 | 0 | 0 | 0 | 0 | 0 | 0 | 0 | 0 | 0 | 0 | 0 | 0 | 0 | 0 | 0 | 0 | 0 | 0 | 0 | 0 | 0 | 0 | 0 | 0 | 0 | 0 | 0 | 0 | 0 | 0 | 0 | 0 | 0 | 0 | 0 | 0 | 0 | 0 | 0 | 0 | 0 | 0 | 0 | 0 | 0 | 0 | 0 | 0 | 0 | 0 | 0 | 0 | 0 | 0 | 0 | 0 | 0 | 0 | 0 | 0 | 0 | 0 | 0 | 0 | 0 | 0 | 0 | 0 | 0 | 0 | 0 | 0 | 0 | 0 | 0 | 0 | 0 | 0 | 0 | 0 | 0 | 0 | 0 | 0 | 0 | 0 | 0 | 0 | 0 | 0 | 0 | 0 | 0 | 0 | 0 | 0 | 0 | 0 | 0 | 0 | 0 | 0 | 0 | 0 | 0 | 0 | 0 | 0 | 0 | 0 | 0 | 0 | 0 | 0 | 0 | 0 | 0 | 0 | 0 | 0 | 0 | 0 | 0 | 0 | 0 | 0 | 0 | 0 | 0 | 0 | 0 | 0 | 0 | 0 | 0 | 0 | 0 | 0 | 0 | 0 | 0 | 0 | 0 | 0 | 0 | 0 | 0 | 0 | 0 | 0 | 0 | 0 | 0 | 0 | 0 | 0 | 0 | 0 | 0 | 0 | 0 | 0 | 0 | 0 | 0 | 0 | 0 | 0 | 0 | 0 | 0 | 0 | 0 | 0 | 0 | 0 | 0 | 0 | 0 | 0 | 0 | 0 | 0 | 0 | 0 | 0 | 0 | 0 | 0 | 0 | 0 | 0 | 0 | 0 | 0 | 0 | 0 | 0 | 0 | 0 | 0 | 0 | 0 | 0 | 0 | 0 | 0 | 0 | 0 | 0 | 0 | 0 | 0 | 0 | 0 | 0 | 0 | 0 | 0 | 0 | 0 | 0 | 0 | 0 | 0 | 0 | 0 | 0 | 0 | 0 | 0 | 0 | 0 | 0 | 0 | 0 | 0 | 0 | 0 | 0 | 0 | 0 | 0 | 0 | 0 | 0 | 0 | 0 | 0 | 0 | 0 | 0 | 0 | 0 | 0 | 0 | 0 | 0 | 0 | 0 | 0 | 0 | 0 | 0 | 0 | 0 | 0 | 0 | 0 | 0 | 0 | 0 | 0 | 0 | 0 | 0 | 0 | 0 | 0 | 0 | 0 | 0 | 0 | 0 | 0 | 0 | 0 | 0 | 0 | 0 | 0 | 0 | 0 | 0 | 0 | 0 | 0 | 0 | 0 | 0 | 0 | 0 | 0 | 0 | 0 | 0 | 0 | 0 | 0 | 0 | 0 | 0 | 0 | 0 | 0 | 0 | 0 | 0 | 0 | 0 | 0 | 0 | 0 | 0 | 0 | 0 | 0 | 0 | 0 | 0 | 0 | 0 | 0 | 0 | 0 | 0 | 0 | 0 | 0 | 0 | 0 | 0 | 0 | 0 | 0 | 0 | 0 | 0 | 0 | 0 | 0 | 0 | 0 | 0 | 0 | 0 | 0 | 0 | 0 | 0 | 0 | 0 | 0 | 0 | 0 | 0 | 0 | 0 | 0 | 0 | 0 | 0 | 0 | 0 | 0 | 0 | 0 | 0 | 0 | 0 | 0 | 0 | 0 | 0 | 0 | 0 | 0 | 0 | 0 | 0 | 0 | 0 | 0 | 0 | 0 | 0 | 0 | 0 | 0 | 0 | 0 | 0 | 0 | 0 | 0 | 0 | 0 | 0 | 0 | 0 | 0 | 0 | 0 | 0 | 0 | 0 | 0 | 0 | 0 | 0 | 0 | 0 | 0 | 0 | 0 | 0 | 0 | 0 | 0 | 0 | 0 | 0 | 0 | 0 | 0 | 0 | 0 | 0 | 0 | 0 | 0 | 0 | 0 | 0 | 0 | 0 | 0 | 0 | 0 | 0 | 0 | 0 | 0 | 0 | 0 | 0 | 0 | 0 | 0 | 0 | 0 | 0 | 0 | 0 | 0 | 0 | 0 | 0 | 0 | 0 | 0 | 0 | 0 | 0 | 0 | 0 | 0 | 0 | 0 | 0 | 0 | 0 | 0 | 0 | 0 | 0 | 0 | 0 | 0 | 0 | 0 | 0 | 0 | 0 | 0 | 0 | 0 | 0 | 0 | 0 | 0 | 0 | 0 | 0 | 0 | 0 | 0 | 0 | 0 | 0 | 0 | 0 | 0 | 0 | 0 | 0 | 0 | 0 | 0 | 0 | 0 | 0 | 0 | 0 | 0 | 0 | 0 | 0 | 0 | 0 | 0 | 0 | 0 | 0 | 0 | 0 | 0 | 0 | 0 | 0 | 0 | 0 | 0 | 0 | 0 | 0 | 0 | 0 | 0 | 0 | 0 | 0 | 0 | 0 | 0 | 0 | 0 | 0 | 0 | 0 | 0 | 0 | 0 | 0 | 0 | 0 | 0 | 0 | 0 | 0 | 0 | 0 | 0 | 0 | 0 | 0 | 0 | 0 | 0 | 0 | 0 | 0 | 0 | 0 | 0 | 0 | 0 | 0 | 0 | 0 | 0 | 0 | 0 | 0 | 0 | 0 | 0 | 0 | 0 | 0 | 0 | 0 | 0 | 0 | 0 | 0 | 0 | 0 | 0 | 0 | 0 | 0 | 0 | 0 | 0 | 0 | 0 | 0 | 0 | 0 | 0 | 0 | 0 | 0 | 0 | 0 | 0 | 0 | 0 | 0 | 0 | 0 | 0 | 0 | 0 | 0 | 0 | 0 | 0 | 0 | 0 | 0 | 0 | 0 | 0 | 0 | 0 | 0 | 0 | 0 | 0 | 0 | 0 | 0 | 0 | 0 | 0 | 0 | 0 | 0 | 0 | 0 | 0 | 0 | 0 | 0 | 0 | 0 | 0 | 0 | 0 | 0 | 0 | 0 | 0 | 0 | 0 | 0 | 0 | 0 | 0 | 0 | 0 | 0 | 0 | 0 | 0 | 0 | 0 | 0 | 0 | 0 | 0 | 0 | 0 | 0 | 0 | 0 | 0 | 0 | 0 | 0 | 0 | 0 | 0 | 0 | 0 | 0 | 0 | 0 | 0 | 0 | 0 | 0 | 0 | 0 | 0 | 0 | 0 | 0 | 0 | 0 | 0 | 0 | 0 | 0 | 0 | 0 | 0 | 0 | 0 | 0 | 0 | 0 | 0 | 0 | 0 | 0 | 0 | 0 | 0 | 0 | 0 | 0 | 0 | 0 | 0 | 0 | 0 | 0 | 0 | 0 | 0 | 0 | 0 | 0 | 0 | 0 | 0 | 0 | 0 | 0 | 0 | 0 | 0 | 0 | 0 | 0 | 0 | 0 | 0 | 0 | 0 | 0 | 0 | 0 | 0 | 0 | 0 | 0 | 0 | 0 | 0 | 0 | 0 | 0 | 0 | 0 | 0 | 0 | 0 | 0 | 0 | 0 | 0 | 0 | 0 | 0 | 0 | 0 | 0 | 0 | 0 | 0 | 0 | 0 | 0 | 0 | 0 | 0 | 0 | 0 | 0 | 0 | 0 | 0 | 0 | 0 | 0 | 0 | 0 | 0 | 0 | 0 | 0 | 0 | 0 | 0 | 0 | 0 | 0 | 0 | 0 | 0 | 0 | 0 | 0 | 0 | 0 | 0 | 0 | 0 | 0 | 0 | 0 | 0 | 0 | 0 | 0 | 0 | 0 | 0 | 0 | 0 | 0 | 0 | 0 | 0 | 0 | 0 | 0 | 0 | 0 | 0 | 0 | 0 | 0 | 0 | 0 | 0 | 0 | 0 | 0 | 0 | 0 | 0 | 0 | 0 | 0 | 0 | 0 | 0 | 0 | 0 | 0 | 0 | 0 | 0 | 0 | 0 | 0 | 0 | 0 | 0 | 0 | 0 | 0 | 0 | 0 | 0 | 0 | 0 | 0 | 0 | 0 | 0 | 0 | 0 | 0 | 0 | 0 | 0 | 0 | 0 | 0 | 0 | 0 | 0 | 0 | 0 | 0 | 0 | 0 | 0 | 0 | 0 | 0 | 0 | 0 | 0 | 0 | 0 | 0 | 0 | 0 | 0 | 0 | 0 | 0 | 0 | 0 | 0 | 0 | 0 | 0 | 0 | 0 | 0 | 0 | 0 | 0 | 0 | 0 | 0 | 0 | 0 | 0 | 0 | 0 | 0 | 0 | 0 | 0 | 0 | 0 | 0 | 0 | 0 | 0 | 0 | 0 | 0 | 0 | 0 | 0 | 0 | 0 | 0 | 0 | 0 | 0 | 0 | 0 | 0 | 0 | 0 | 0 | 0 | 0 | 0 | 0 | 0 | 0 | 0 | 0 | 0 | 0 | 0 | 0 | 0 | 0 | 0 | 0 | 0 | 0 | 0 | 0 | 0 | 0 | 0 | 0 | 0 | 0 | 0 | 0 | 0 | 0 | 0 | 0 | 0 | 0 | 0 | 0 | 0 | 0 | 0 | 0 | 0 | 0 | 0 | 0 | 0 | 0 | 0 | 0 | 0 | 0 | 0 | 0 | 0 | 0 | 0 | 0 | 0 | 0 | 0 | 0 | 0 | 0 | 0 | 0 | 0 | 0 | 0 | 0 | 0 | 0 | 0 | 0 | 0 | 0 | 0 | 0 | 0 | 0 | 0 | 0 | 0 | 0 | 0 | 0 | 0 | 0 | 0 | 0 | 0 | 0 | 0 | 0 | 0 | 0 | 0 | 0 | 0 | 0 | 0 | 0 | 0 | 0 | 0 | 0 | 0 | 0 | 0 | 0 | 0 | 0 | 0 | 0 | 0 | 0 | 0 | 0 | 0 | 0 | 0 | 0 | 0 | 0 | 0 | 0 | 0 | 0 | 0 | 0 | 0 | 0 | 0 | 0 | 0 | 0 | 0 | 0 | 0 | 0 | 0 | 0 | 0 | 0 | 0 | 0 | 0 | 0 | 0 | 0 | 0 | 0 | 0 | 0 | 0 | 0 | 0 | 0 | 0 | 0 | 0 | 0 | 0 | 0 | 0 | 0 | 0 | 0 | 0 | 0 | 0 | 0 | 0 | 0 | 0 | 0 | 0 | 0 | 0 | 0 | 0 | 0 | 0 | 0 | 0 | 0 | 0 | 0 | 0 | 0 | 0 | 0 | 0 | 0 | 0 | 0 | 0 | 0 | 0 | 0 | 0 | 0 | 0 | 0 | 0 | 0 | 0 | 0 | 0 | 0 | 0 | 0 | 0 | 0 | 0 | 0 | 0 | 0 | 0 | 0 | 0 | 0 | 0 | 0 | 0 | 0 | 0 | 0 | 0 | 0 | 0 | 0 | 0 | 0 | 0 | 0 | 0 | 0 | 0 | 0 | 0 | 0 | 0 | 0 | 0 | 0 | 0 | 0 | 0 | 0 | 0 | 0 | 0 | 0 | 0 | 0 | 0 | 0 | 0 | 0 | 0 | 0 | 0 | 0 | 0 | 0 | 0 | 0 | 0 | 0 | 0 | 0 | 0 | 0 | 0 | 0 | 0 | 0 | 0 | 0 | 0 | 0 | 0 | 0 | 0 | 0 | 0 | 0 | 0 | 0 | 0 | 0 | 0 | 0 | 0 | 0 | 0 | 0 | 0 | 0 | 0 | 0 | 0 | 0 | 0 | 0 | 0 | 0 | 0 | 0 | 0 | 0 | 0 | 0 | 0 | 0 | 0 | 0 | 0 | 0 | 0 | 0 | 0 | 0 | 0 | 0 | 0 | 0 | 0 | 0 | 0 | 0 | 0 | 0 | 0 | 0 | 0 | 0 | 0 | 0 | 0 | 0 | 0 | 0 | 0 | 0 | 0 | 0 | 0 | 0 | 0 | 0 | 0 | 0 | 0 | 0 | 0 | 0 | 0 | 0 | 0 | 0 | 0 | 0 | 0 | 0 | 0 | 0 | 0 | 0 | 0 | 0 | 0 | 0 | 0 | 0 | 0 | 0 | 0 | 0 | 0 | 0 | 0 | 0 | 0 | 0 | 0 | 0 | 0 | 0 | 0 | 0 | 0 | 0 | 0 | 0 | 0 | 0 | 0 | 0 | 0 | 0 | 0 | 0 | 0 | 0 | 0 | 0 | 0 | 0 | 0 | 0 | 0 | 0 | 0 | 0 | 0 | 0 | 0 | 0 | 0 | 0 | 0 | 0 | 0 | 0 | 0 | 0 | 0 | 0 | 0 | 0 | 0 | 0 | 0 | 0 | 0 | 0 | 0 | 0 | 0 | 0 | 0 | 0 | 0 | 0 | 0 | 0 | 0 | 0 | 0 | 0 | 0 | 0 | 0 | 0 | 0 | 0 | 0 | 0 | 0 | 0 | 0 | 0 | 0 | 0 | 0 | 0 | 0 | 0 | 0 | 0 | 0 | 0 | 0 | 0 | 0 | 0 | 0 | 0 | 0 | 0 | 0 | 0 | 0 | 0 | 0 | 0 | 0 | 0 | 0 | 0 | 0 | 0 | 0 | 0 | 0 | 0 | 0 | 0 | 0 | 0 | 0 | 0 | 0 | 0 | 0 | 0 | 0 | 0 | 0 | 0 | 0 | 0 | 0 | 0 | 0 | 0 | 0 | 0 | 0 | 0 | 0 | 0 | 0 | 0 | 0 | 0 | 0 | 0 | 0 | 0 | 0 | 0 | 0 | 0 | 0 | 0 | 0 | 0 | 0 | 0 | 0 | 0 | 0 | 0 | 0 | 0 | 0 | 0 | 0 | 0 | 0 | 0 | 0 | 0 | 0 | 0 | 0 | 0 | 0 | 0 | 0 | 0 | 0 | 0 | 0 | 0 | 0 | 0 | 0 | 0 | 0 | 0 | 0 | 0 | 0 | 0 | 0 | 0 | 0 | 0 | 0 | 0 | 0 | 0 | 0 | 0 | 0 | 0 | 0 | 0 | 0 | 0 | 0 | 0 | 0 | 0 | 0 | 0 | 0
049968000012 | Main | L00021 | ARIC lab | Binder Oven | FP400 | Binder | Unknown | Drying/Heating Oven Max temperature 300˚C, 1000 mm x 800 mm, 510 mm height | No | Preventive Maintenance | Lab Engineer | Daily/After every cycle
049530000007 | Main | L00021 | ARIC lab | Inverted transmitted light Microscope. | Axio Vert.A1 | Zeiss | Unknown | inverted microscope with AxioCam MRc5 | No | Preventive Maintenance | Lab Engineer | Daily/After every cycle
049967000133 | Main | L00021 | ARIC lab | Swing arm Cutting Press | GCT-3S | Global Cutting Technologies Ltd | Global Cutting Technologies Ltd | clicking press 27 ton cutting force,1000 x 500 mm bed size,140mm max daylight, 40mm min daylight | No | Preventive Maintenance | Lab Engineer | Daily/After every cycle
Unknown | Main | L00021 | ARIC lab | Vertical metal cutting Band saw | VB610 | Knuth | Reda Materials & Equipment L.L.C | Band saw 340mm height and 610mm throat cutting capacity, 20-85 + 120-500 m/min cutting speed. | No | Preventive Maintenance | Lab Engineer | Daily/After every cycle